## S500-4
PICK MAT'L | 304 or 316
DWG Number | Detail Number | Item Callout | Description on DWG | Measure Value | Measure Units | Quantity per DWG | Instances per Group | Qty UOM | WWID Item Different from Original on DWG | Remark | WWID Raw | WWID Description Raw | X DIMENSION | Y DIMENSION | ITEM VARIANT GROUP | DATABASE | SHEET NUMBER | WWID | WWID Description | Total Qty per Group
S500-3 | 1A | A | M20 BOLT | N/A | N/A | 4 | (manual entry per project) | EA | N | (enter per project) | 406169 | HEXAGON HEAD SCREW, M20 X 50 - 8.8 | N/A | N/A | N/A | 0 | 1 | SELECT 304/316 in B1 | HEXAGON HEAD SCREW, M20 X 50 - 8.8 | Will calculate when Qty/Dwg and Inst/Grp have values
S500-3 | 1A | B | NUT | N/A | N/A | 4 | (manual entry per project) | EA | N | (enter per project) | 406581 | HEXAGON NUT, M20 - 8Z - TZN | N/A | N/A | N/A | 0 | 1 | SELECT 304/316 in B1 | HEXAGON NUT, M20 - 8Z - TZN | Will calculate when Qty/Dwg and Inst/Grp have values
S500-3 | 1A | C | WASHER | N/A | N/A | 4 | (manual entry per project) | EA | N | (enter per project) | 406480 | WASHER, M20, 21 ID X 37 OD X 3 THK | N/A | N/A | N/A | 0 | 1 | SELECT 304/316 in B1 | WASHER, M20, 21 ID X 37 OD X 3 THK | Will calculate when Qty/Dwg and Inst/Grp have values
S500-3 | 12 | D | M16 x 200 LONG STAINLESS STEEL HILTI KWIK-BOLTS | N/A | N/A | 2 | (manual entry per project) | EA | N | (enter per project) | 505023 | EXPANSION ANCHOR, HILTI KWIK BOLT TZ2, 5/8 X 8 1/2 LG, CW/1 HEX NUT & 1 FLAT WASHER | N/A | N/A | N/A | 0 | 1 | SELECT 304/316 in B1 | EXPANSION ANCHOR, HILTI KWIK BOLT TZ2, 5/8 X 8 1/2 LG, CW/1 HEX NUT & 1 FLAT WASHER | Will calculate when Qty/Dwg and Inst/Grp have values
S500-4 | 3 | E | M20 BOLT | N/A | N/A | SEE NOTE 2 | (manual entry per project) | EA | N | (enter per project) | 406169 | HEXAGON HEAD SCREW, M20 X 50 - 8.8 | N/A | N/A | N/A | 0 | 1 | SELECT 304/316 in B1 | HEXAGON HEAD SCREW, M20 X 50 - 8.8 | Will calculate when Qty/Dwg and Inst/Grp have values
S500-4 | 3 | F | NUT | N/A | N/A | SEE NOTE 2 | (manual entry per project) | EA | N | (enter per project) | 406581 | HEXAGON NUT, M20 - 8Z - TZN | N/A | N/A | N/A | 0 | 1 | SELECT 304/316 in B1 | HEXAGON NUT, M20 - 8Z - TZN | Will calculate when Qty/Dwg and Inst/Grp have values
S500-4 | 3 | G | WASHER | N/A | N/A | SEE NOTE 2 | (manual entry per project) | EA | N | (enter per project) | 406480 | WASHER, M20, 21 ID X 37 OD X 3 THK | N/A | N/A | N/A | 0 | 1 | SELECT 304/316 in B1 | WASHER, M20, 21 ID X 37 OD X 3 THK | Will calculate when Qty/Dwg and Inst/Grp have values
S500-4 | 5 | H | M20 BOLT | N/A | N/A | SEE NOTE 2 | (manual entry per project) | EA | N | (enter per project) | 406169 | HEXAGON HEAD SCREW, M20 X 50 - 8.8 | N/A | N/A | N/A | 0 | 1 | SELECT 304/316 in B1 | HEXAGON HEAD SCREW, M20 X 50 - 8.8 | Will calculate when Qty/Dwg and Inst/Grp have values
S500-4 | 5 | J | NUT | N/A | N/A | SEE NOTE 2 | (manual entry per project) | EA | N | (enter per project) | 406581 | HEXAGON NUT, M20 - 8Z - TZN | N/A | N/A | N/A | 0 | 1 | SELECT 304/316 in B1 | HEXAGON NUT, M20 - 8Z - TZN | Will calculate when Qty/Dwg and Inst/Grp have values
S500-4 | 5 | K | WASHER | N/A | N/A | SEE NOTE 2 | (manual entry per project) | EA | N | (enter per project) | 406480 | WASHER, M20, 21 ID X 37 OD X 3 THK | N/A | N/A | N/A | 0 | 1 | SELECT 304/316 in B1 | WASHER, M20, 21 ID X 37 OD X 3 THK | Will calculate when Qty/Dwg and Inst/Grp have values
S500-4 | 6 | L | M20 BOLT | N/A | N/A | SEE NOTE 2 | (manual entry per project) | EA | N | (enter per project) | 406169 | HEXAGON HEAD SCREW, M20 X 50 - 8.8 | N/A | N/A | N/A | 0 | 1 | SELECT 304/316 in B1 | HEXAGON HEAD SCREW, M20 X 50 - 8.8 | Will calculate when Qty/Dwg and Inst/Grp have values
S500-4 | 6 | M | NUT | N/A | N/A | SEE NOTE 2 | (manual entry per project) | EA | N | (enter per project) | 406581 | HEXAGON NUT, M20 - 8Z - TZN | N/A | N/A | N/A | 0 | 1 | SELECT 304/316 in B1 | HEXAGON NUT, M20 - 8Z - TZN | Will calculate when Qty/Dwg and Inst/Grp have values
S500-4 | 6 | N | WASHER | N/A | N/A | SEE NOTE 2 | (manual entry per project) | EA | N | (enter per project) | 406480 | WASHER, M20, 21 ID X 37 OD X 3 THK | N/A | N/A | N/A | 0 | 1 | SELECT 304/316 in B1 | WASHER, M20, 21 ID X 37 OD X 3 THK | Will calculate when Qty/Dwg and Inst/Grp have values
S500-4 | 7 | P | M20 BOLT | N/A | N/A | SEE NOTE 2 | (manual entry per project) | EA | N | (enter per project) | 406169 | HEXAGON HEAD SCREW, M20 X 50 - 8.8 | N/A | N/A | N/A | 0 | 1 | SELECT 304/316 in B1 | HEXAGON HEAD SCREW, M20 X 50 - 8.8 | Will calculate when Qty/Dwg and Inst/Grp have values
S500-4 | 7 | Q | NUT | N/A | N/A | SEE NOTE 2 | (manual entry per project) | EA | N | (enter per project) | 406581 | HEXAGON NUT, M20 - 8Z - TZN | N/A | N/A | N/A | 0 | 1 | SELECT 304/316 in B1 | HEXAGON NUT, M20 - 8Z - TZN | Will calculate when Qty/Dwg and Inst/Grp have values
S500-4 | 7 | R | WASHER | N/A | N/A | SEE NOTE 2 | (manual entry per project) | EA | N | (enter per project) | 406480 | WASHER, M20, 21 ID X 37 OD X 3 THK | N/A | N/A | N/A | 0 | 1 | SELECT 304/316 in B1 | WASHER, M20, 21 ID X 37 OD X 3 THK | Will calculate when Qty/Dwg and Inst/Grp have values
S500-4 | 8 | S | M20 BOLT | N/A | N/A | 1 | (manual entry per project) | EA | N | (enter per project) | 406169 | HEXAGON HEAD SCREW, M20 X 50 - 8.8 | N/A | N/A | N/A | 0 | 1 | SELECT 304/316 in B1 | HEXAGON HEAD SCREW, M20 X 50 - 8.8 | Will calculate when Qty/Dwg and Inst/Grp have values
S500-4 | 8 | T | NUT | N/A | N/A | 1 | (manual entry per project) | EA | N | (enter per project) | 406581 | HEXAGON NUT, M20 - 8Z - TZN | N/A | N/A | N/A | 0 | 1 | SELECT 304/316 in B1 | HEXAGON NUT, M20 - 8Z - TZN | Will calculate when Qty/Dwg and Inst/Grp have values
S500-4 | 8 | U | WASHER | N/A | N/A | 1 | (manual entry per project) | EA | N | (enter per project) | 406480 | WASHER, M20, 21 ID X 37 OD X 3 THK | N/A | N/A | N/A | 0 | 1 | SELECT 304/316 in B1 | WASHER, M20, 21 ID X 37 OD X 3 THK | Will calculate when Qty/Dwg and Inst/Grp have values
S500-4 | 10 | V | M20 BOLT | N/A | N/A | SEE NOTE 2 | (manual entry per project) | EA | N | (enter per project) | 406169 | HEXAGON HEAD SCREW, M20 X 50 - 8.8 | N/A | N/A | N/A | 0 | 1 | SELECT 304/316 in B1 | HEXAGON HEAD SCREW, M20 X 50 - 8.8 | Will calculate when Qty/Dwg and Inst/Grp have values
S500-4 | 10 | W | NUT | N/A | N/A | SEE NOTE 2 | (manual entry per project) | EA | N | (enter per project) | 406581 | HEXAGON NUT, M20 - 8Z - TZN | N/A | N/A | N/A | 0 | 1 | SELECT 304/316 in B1 | HEXAGON NUT, M20 - 8Z - TZN | Will calculate when Qty/Dwg and Inst/Grp have values
S500-4 | 10 | X | WASHER | N/A | N/A | SEE NOTE 2 | (manual entry per project) | EA | N | (enter per project) | 406480 | WASHER, M20, 21 ID X 37 OD X 3 THK | N/A | N/A | N/A | 0 | 1 | SELECT 304/316 in B1 | WASHER, M20, 21 ID X 37 OD X 3 THK | Will calculate when Qty/Dwg and Inst/Grp have values
NOTE 1: | Updated the call outs to reflect different usages of the same hardware
NOTE 2: | Same bolt hardware is to be used for various connection types, need to determine how many to use overall for project

## S501-2
PICK MAT'L | 304 or 316
DWG Number | Detail Number | Item Callout | Description on DWG | Measure Value | Measure Units | Quantity per DWG | Instances per Group | Qty UOM | WWID Item Different from Original on DWG | Remark | WWID Raw | WWID Description Raw | X DIMENSION | Y DIMENSION | ITEM VARIANT GROUP | DATABASE | SHEET NUMBER | WWID | WWID Description | Total Qty per Group
S501-2 | 1 | A | M20 BOLTS | N/A | N/A | 3 | (manual entry per project) | EA | N | (enter per project) | 406169 | HEXAGON HEAD SCREW, M20 X 50 - 8.8 | N/A | N/A | N/A | 0 | 1 | SELECT 304/316 in B1 | HEXAGON HEAD SCREW, M20 X 50 - 8.8 | Will calculate when Qty/Dwg and Inst/Grp have values
S501-2 | 1 | B | NUT | N/A | N/A | 3 | (manual entry per project) | EA | N | (enter per project) | 406581 | HEXAGON NUT, M20 - 8Z - TZN | N/A | N/A | N/A | 0 | 1 | SELECT 304/316 in B1 | HEXAGON NUT, M20 - 8Z - TZN | Will calculate when Qty/Dwg and Inst/Grp have values
S501-2 | 1 | C | WASHER | N/A | N/A | 3 | (manual entry per project) | EA | N | (enter per project) | 406480 | WASHER, M20, 21 ID X 37 OD X 3 THK | N/A | N/A | N/A | 0 | 1 | SELECT 304/316 in B1 | WASHER, M20, 21 ID X 37 OD X 3 THK | Will calculate when Qty/Dwg and Inst/Grp have values
S501-2 | 6 | D | M16 x 50 LONG BOLTS | N/A | N/A | 2 | (manual entry per project) | EA | N | (enter per project) | 406150 | HEXAGON HEAD SCREW, M16 X 50 - 8.8 | N/A | N/A | N/A | 0 | 1 | SELECT 304/316 in B1 | HEXAGON HEAD SCREW, M16 X 50 - 8.8 | Will calculate when Qty/Dwg and Inst/Grp have values
S501-2 | 6 | E | WASHER, M16, 17 ID X 30 OD X 3 THX | N/A | N/A | 2 | (manual entry per project) | EA | N | (enter per project) | 406479 | WASHER, M16, 17 ID X 30 OD X 3 THX | N/A | N/A | N/A | 0 | 1 | SELECT 304/316 in B1 | WASHER, M16, 17 ID X 30 OD X 3 THX | Will calculate when Qty/Dwg and Inst/Grp have values
S501-2 | 6 | F | HEXAGON NUT, M16 - 8Z - TZN | N/A | N/A | 2 | (manual entry per project) | EA | N | (enter per project) | 406579 | HEXAGON NUT, M16 - 8Z - TZN | N/A | N/A | N/A | 0 | 1 | SELECT 304/316 in B1 | HEXAGON NUT, M16 - 8Z - TZN | Will calculate when Qty/Dwg and Inst/Grp have values
S501-2 | 1A | G | M20 BOLTS | N/A | N/A | 4 | (manual entry per project) | EA | N | (enter per project) | 406169 | HEXAGON HEAD SCREW, M20 X 50 - 8.8 | N/A | N/A | N/A | 0 | 1 | SELECT 304/316 in B1 | HEXAGON HEAD SCREW, M20 X 50 - 8.8 | Will calculate when Qty/Dwg and Inst/Grp have values
S501-2 | 1A | H | NUT | N/A | N/A | 4 | (manual entry per project) | EA | N | (enter per project) | 406581 | HEXAGON NUT, M20 - 8Z - TZN | N/A | N/A | N/A | 0 | 1 | SELECT 304/316 in B1 | HEXAGON NUT, M20 - 8Z - TZN | Will calculate when Qty/Dwg and Inst/Grp have values
S501-2 | 1A | J | WASHER | N/A | N/A | 4 | (manual entry per project) | EA | N | (enter per project) | 406480 | WASHER, M20, 21 ID X 37 OD X 3 THK | N/A | N/A | N/A | 0 | 1 | SELECT 304/316 in B1 | WASHER, M20, 21 ID X 37 OD X 3 THK | Will calculate when Qty/Dwg and Inst/Grp have values
S501-2 | 2A | K | M20 BOLTS | N/A | N/A | SEE NOTE 2 | (manual entry per project) | EA | N | (enter per project) | 406169 | HEXAGON HEAD SCREW, M20 X 50 - 8.8 | N/A | N/A | N/A | 0 | 1 | SELECT 304/316 in B1 | HEXAGON HEAD SCREW, M20 X 50 - 8.8 | Will calculate when Qty/Dwg and Inst/Grp have values
S501-2 | 2A | L | NUT | N/A | N/A | SEE NOTE 2 | (manual entry per project) | EA | N | (enter per project) | 406581 | HEXAGON NUT, M20 - 8Z - TZN | N/A | N/A | N/A | 0 | 1 | SELECT 304/316 in B1 | HEXAGON NUT, M20 - 8Z - TZN | Will calculate when Qty/Dwg and Inst/Grp have values
S501-2 | 2A | M | WASHER | N/A | N/A | SEE NOTE 2 | (manual entry per project) | EA | N | (enter per project) | 406480 | WASHER, M20, 21 ID X 37 OD X 3 THK | N/A | N/A | N/A | 0 | 1 | SELECT 304/316 in B1 | WASHER, M20, 21 ID X 37 OD X 3 THK | Will calculate when Qty/Dwg and Inst/Grp have values
S501-2 | 7 | N | M20 BOLTS | N/A | N/A | 2 | (manual entry per project) | EA | N | (enter per project) | 406169 | HEXAGON HEAD SCREW, M20 X 50 - 8.8 | N/A | N/A | N/A | 0 | 1 | SELECT 304/316 in B1 | HEXAGON HEAD SCREW, M20 X 50 - 8.8 | Will calculate when Qty/Dwg and Inst/Grp have values
S501-2 | 7 | P | NUT | N/A | N/A | 2 | (manual entry per project) | EA | N | (enter per project) | 406581 | HEXAGON NUT, M20 - 8Z - TZN | N/A | N/A | N/A | 0 | 1 | SELECT 304/316 in B1 | HEXAGON NUT, M20 - 8Z - TZN | Will calculate when Qty/Dwg and Inst/Grp have values
S501-2 | 7 | Q | WASHER | N/A | N/A | 2 | (manual entry per project) | EA | N | (enter per project) | 406480 | WASHER, M20, 21 ID X 37 OD X 3 THK | N/A | N/A | N/A | 0 | 1 | SELECT 304/316 in B1 | WASHER, M20, 21 ID X 37 OD X 3 THK | Will calculate when Qty/Dwg and Inst/Grp have values
S501-2 | 8 | R | M20 BOLTS | N/A | N/A | 2 | (manual entry per project) | EA | N | (enter per project) | 406169 | HEXAGON HEAD SCREW, M20 X 50 - 8.8 | N/A | N/A | N/A | 0 | 1 | SELECT 304/316 in B1 | HEXAGON HEAD SCREW, M20 X 50 - 8.8 | Will calculate when Qty/Dwg and Inst/Grp have values
S501-2 | 8 | S | NUT | N/A | N/A | 2 | (manual entry per project) | EA | N | (enter per project) | 406581 | HEXAGON NUT, M20 - 8Z - TZN | N/A | N/A | N/A | 0 | 1 | SELECT 304/316 in B1 | HEXAGON NUT, M20 - 8Z - TZN | Will calculate when Qty/Dwg and Inst/Grp have values
S501-2 | 8 | T | WASHER | N/A | N/A | 2 | (manual entry per project) | EA | N | (enter per project) | 406480 | WASHER, M20, 21 ID X 37 OD X 3 THK | N/A | N/A | N/A | 0 | 1 | SELECT 304/316 in B1 | WASHER, M20, 21 ID X 37 OD X 3 THK | Will calculate when Qty/Dwg and Inst/Grp have values
S501-2 | 9A | U | M20 BOLTS | N/A | N/A | 4 | (manual entry per project) | EA | N | (enter per project) | 406169 | HEXAGON HEAD SCREW, M20 X 50 - 8.8 | N/A | N/A | N/A | 0 | 1 | SELECT 304/316 in B1 | HEXAGON HEAD SCREW, M20 X 50 - 8.8 | Will calculate when Qty/Dwg and Inst/Grp have values
S501-2 | 9A | V | NUT | N/A | N/A | 4 | (manual entry per project) | EA | N | (enter per project) | 406581 | HEXAGON NUT, M20 - 8Z - TZN | N/A | N/A | N/A | 0 | 1 | SELECT 304/316 in B1 | HEXAGON NUT, M20 - 8Z - TZN | Will calculate when Qty/Dwg and Inst/Grp have values
S501-2 | 9A | W | WASHER | N/A | N/A | 4 | (manual entry per project) | EA | N | (enter per project) | 406480 | WASHER, M20, 21 ID X 37 OD X 3 THK | N/A | N/A | N/A | 0 | 1 | SELECT 304/316 in B1 | WASHER, M20, 21 ID X 37 OD X 3 THK | Will calculate when Qty/Dwg and Inst/Grp have values
S501-2 | 10 | X | M20 BOLTS | N/A | N/A | 2 | (manual entry per project) | EA | N | (enter per project) | 406169 | HEXAGON HEAD SCREW, M20 X 50 - 8.8 | N/A | N/A | N/A | 0 | 1 | SELECT 304/316 in B1 | HEXAGON HEAD SCREW, M20 X 50 - 8.8 | Will calculate when Qty/Dwg and Inst/Grp have values
S501-2 | 10 | Y | NUT | N/A | N/A | 2 | (manual entry per project) | EA | N | (enter per project) | 406581 | HEXAGON NUT, M20 - 8Z - TZN | N/A | N/A | N/A | 0 | 1 | SELECT 304/316 in B1 | HEXAGON NUT, M20 - 8Z - TZN | Will calculate when Qty/Dwg and Inst/Grp have values
S501-2 | 10 | Z | WASHER | N/A | N/A | 2 | (manual entry per project) | EA | N | (enter per project) | 406480 | WASHER, M20, 21 ID X 37 OD X 3 THK | N/A | N/A | N/A | 0 | 1 | SELECT 304/316 in B1 | WASHER, M20, 21 ID X 37 OD X 3 THK | Will calculate when Qty/Dwg and Inst/Grp have values
NOTE 1: | Updated the call outs to reflect different usages of the same hardware
NOTE 2: | Same bolt hardware is to be used for various connection types, need to determine how many to use overall for project

## S504-3
PICK MAT'L | 304 or 316
DWG Number | Detail Number | Item Callout | Description on DWG | Measure Value | Measure Units | Quantity per DWG | Instances per Group | Qty UOM | WWID Item Different from Original on DWG | Remark | WWID Raw | WWID Description Raw | X DIMENSION | Y DIMENSION | ITEM VARIANT GROUP | DATABASE | SHEET NUMBER | WWID | WWID Description | Total Qty per Group
S504-3 | 1 | A | M20 A325 BOLT | N/A | N/A | 2 | (manual entry per project) | EA | Y | (enter per project) | 406169 | HEXAGON HEAD SCREW, M20 X 50 - 8.8 | N/A | N/A | N/A | 0 | 1 | SELECT 304/316 in B1 | HEXAGON HEAD SCREW, M20 X 50 - 8.8 | Will calculate when Qty/Dwg and Inst/Grp have values
S504-3 | 1 | B | M20 Washer | N/A | N/A | 2 | (manual entry per project) | EA | N | (enter per project) | 406480 | WASHER, M10, 10.5 ID X 20 OD X 2 THK | N/A | N/A | N/A | 0 | 1 | SELECT 304/316 in B1 | WASHER, M10, 10.5 ID X 20 OD X 2 THK | Will calculate when Qty/Dwg and Inst/Grp have values
S504-3 | 1 | C | M20 Nut | N/A | N/A | 2 | (manual entry per project) | EA | N | (enter per project) | 406581 | HEXAGON NUT, M20 - 8Z - TZN | N/A | N/A | N/A | 0 | 1 | SELECT 304/316 in B1 | HEXAGON NUT, M20 - 8Z - TZN | Will calculate when Qty/Dwg and Inst/Grp have values
S504-3 | 2 | D | M20 A325 BOLT | N/A | N/A | 6 | (manual entry per project) | EA | Y | (enter per project) | 406169 | HEXAGON HEAD SCREW, M20 X 50 - 8.8 | N/A | N/A | N/A | 0 | 1 | SELECT 304/316 in B1 | HEXAGON HEAD SCREW, M20 X 50 - 8.8 | Will calculate when Qty/Dwg and Inst/Grp have values
S504-3 | 2 | E | M20 Washer | N/A | N/A | 6 | (manual entry per project) | EA | N | (enter per project) | 406480 | WASHER, M10, 10.5 ID X 20 OD X 2 THK | N/A | N/A | N/A | 0 | 1 | SELECT 304/316 in B1 | WASHER, M10, 10.5 ID X 20 OD X 2 THK | Will calculate when Qty/Dwg and Inst/Grp have values
S504-3 | 2 | F | M20 Nut | N/A | N/A | 6 | (manual entry per project) | EA | N | (enter per project) | 406581 | HEXAGON NUT, M20 - 8Z - TZN | N/A | N/A | N/A | 0 | 1 | SELECT 304/316 in B1 | HEXAGON NUT, M20 - 8Z - TZN | Will calculate when Qty/Dwg and Inst/Grp have values
S504-3 | 3 | G | M20 A325 BOLT | N/A | N/A | 2 | (manual entry per project) | EA | Y | (enter per project) | 406169 | HEXAGON HEAD SCREW, M20 X 50 - 8.8 | N/A | N/A | N/A | 0 | 1 | SELECT 304/316 in B1 | HEXAGON HEAD SCREW, M20 X 50 - 8.8 | Will calculate when Qty/Dwg and Inst/Grp have values
S504-3 | 3 | H | M20 Washer | N/A | N/A | 2 | (manual entry per project) | EA | N | (enter per project) | 406480 | WASHER, M10, 10.5 ID X 20 OD X 2 THK | N/A | N/A | N/A | 0 | 1 | SELECT 304/316 in B1 | WASHER, M10, 10.5 ID X 20 OD X 2 THK | Will calculate when Qty/Dwg and Inst/Grp have values
S504-3 | 3 | J | M20 Nut | N/A | N/A | 2 | (manual entry per project) | EA | N | (enter per project) | 406581 | HEXAGON NUT, M20 - 8Z - TZN | N/A | N/A | N/A | 0 | 1 | SELECT 304/316 in B1 | HEXAGON NUT, M20 - 8Z - TZN | Will calculate when Qty/Dwg and Inst/Grp have values
S504-3 | 4 | K | M20 A325 BOLT | N/A | N/A | 2 | (manual entry per project) | EA | Y | (enter per project) | 406169 | HEXAGON HEAD SCREW, M20 X 50 - 8.8 | N/A | N/A | N/A | 0 | 1 | SELECT 304/316 in B1 | HEXAGON HEAD SCREW, M20 X 50 - 8.8 | Will calculate when Qty/Dwg and Inst/Grp have values
S504-3 | 4 | L | M20 Washer | N/A | N/A | 2 | (manual entry per project) | EA | N | (enter per project) | 406480 | WASHER, M10, 10.5 ID X 20 OD X 2 THK | N/A | N/A | N/A | 0 | 1 | SELECT 304/316 in B1 | WASHER, M10, 10.5 ID X 20 OD X 2 THK | Will calculate when Qty/Dwg and Inst/Grp have values
S504-3 | 4 | M | M20 Nut | N/A | N/A | 2 | (manual entry per project) | EA | N | (enter per project) | 406581 | HEXAGON NUT, M20 - 8Z - TZN | N/A | N/A | N/A | 0 | 1 | SELECT 304/316 in B1 | HEXAGON NUT, M20 - 8Z - TZN | Will calculate when Qty/Dwg and Inst/Grp have values
S504-3 | 5 | N | M20 A325 BOLT | N/A | N/A | 2 | (manual entry per project) | EA | Y | (enter per project) | 406169 | HEXAGON HEAD SCREW, M20 X 50 - 8.8 | N/A | N/A | N/A | 0 | 1 | SELECT 304/316 in B1 | HEXAGON HEAD SCREW, M20 X 50 - 8.8 | Will calculate when Qty/Dwg and Inst/Grp have values
S504-3 | 5 | P | M20 Washer | N/A | N/A | 2 | (manual entry per project) | EA | N | (enter per project) | 406480 | WASHER, M10, 10.5 ID X 20 OD X 2 THK | N/A | N/A | N/A | 0 | 1 | SELECT 304/316 in B1 | WASHER, M10, 10.5 ID X 20 OD X 2 THK | Will calculate when Qty/Dwg and Inst/Grp have values
S504-3 | 5 | Q | M20 Nut | N/A | N/A | 2 | (manual entry per project) | EA | N | (enter per project) | 406581 | HEXAGON NUT, M20 - 8Z - TZN | N/A | N/A | N/A | 0 | 1 | SELECT 304/316 in B1 | HEXAGON NUT, M20 - 8Z - TZN | Will calculate when Qty/Dwg and Inst/Grp have values
S504-3 | 6 | R | M20 A325 BOLT | N/A | N/A | 5 | (manual entry per project) | EA | Y | (enter per project) | 406169 | HEXAGON HEAD SCREW, M20 X 50 - 8.8 | N/A | N/A | N/A | 0 | 1 | SELECT 304/316 in B1 | HEXAGON HEAD SCREW, M20 X 50 - 8.8 | Will calculate when Qty/Dwg and Inst/Grp have values
S504-3 | 6 | S | M20 Washer | N/A | N/A | 5 | (manual entry per project) | EA | N | (enter per project) | 406480 | WASHER, M10, 10.5 ID X 20 OD X 2 THK | N/A | N/A | N/A | 0 | 1 | SELECT 304/316 in B1 | WASHER, M10, 10.5 ID X 20 OD X 2 THK | Will calculate when Qty/Dwg and Inst/Grp have values
S504-3 | 6 | T | M20 Nut | N/A | N/A | 5 | (manual entry per project) | EA | N | (enter per project) | 406581 | HEXAGON NUT, M20 - 8Z - TZN | N/A | N/A | N/A | 0 | 1 | SELECT 304/316 in B1 | HEXAGON NUT, M20 - 8Z - TZN | Will calculate when Qty/Dwg and Inst/Grp have values
S504-3 | 7 | U | M20 A325 BOLT | N/A | N/A | 4 | (manual entry per project) | EA | Y | (enter per project) | 406169 | HEXAGON HEAD SCREW, M20 X 50 - 8.8 | N/A | N/A | N/A | 0 | 1 | SELECT 304/316 in B1 | HEXAGON HEAD SCREW, M20 X 50 - 8.8 | Will calculate when Qty/Dwg and Inst/Grp have values
S504-3 | 7 | V | M20 Washer | N/A | N/A | 4 | (manual entry per project) | EA | N | (enter per project) | 406480 | WASHER, M10, 10.5 ID X 20 OD X 2 THK | N/A | N/A | N/A | 0 | 1 | SELECT 304/316 in B1 | WASHER, M10, 10.5 ID X 20 OD X 2 THK | Will calculate when Qty/Dwg and Inst/Grp have values
S504-3 | 7 | W | M20 Nut | N/A | N/A | 4 | (manual entry per project) | EA | N | (enter per project) | 406581 | HEXAGON NUT, M20 - 8Z - TZN | N/A | N/A | N/A | 0 | 1 | SELECT 304/316 in B1 | HEXAGON NUT, M20 - 8Z - TZN | Will calculate when Qty/Dwg and Inst/Grp have values
S504-3 | 8 | X | M20 A325 BOLT | N/A | N/A | 8 | (manual entry per project) | EA | Y | (enter per project) | 406169 | HEXAGON HEAD SCREW, M20 X 50 - 8.8 | N/A | N/A | N/A | 0 | 1 | SELECT 304/316 in B1 | HEXAGON HEAD SCREW, M20 X 50 - 8.8 | Will calculate when Qty/Dwg and Inst/Grp have values
S504-3 | 8 | Y | M20 Washer | N/A | N/A | 8 | (manual entry per project) | EA | N | (enter per project) | 406480 | WASHER, M10, 10.5 ID X 20 OD X 2 THK | N/A | N/A | N/A | 0 | 1 | SELECT 304/316 in B1 | WASHER, M10, 10.5 ID X 20 OD X 2 THK | Will calculate when Qty/Dwg and Inst/Grp have values
S504-3 | 8 | Z | M20 Nut | N/A | N/A | 8 | (manual entry per project) | EA | N | (enter per project) | 406581 | HEXAGON NUT, M20 - 8Z - TZN | N/A | N/A | N/A | 0 | 1 | SELECT 304/316 in B1 | HEXAGON NUT, M20 - 8Z - TZN | Will calculate when Qty/Dwg and Inst/Grp have values
S504-3 | 9 | AA | M20 A325 BOLT | N/A | N/A | 4 | (manual entry per project) | EA | Y | (enter per project) | 406169 | HEXAGON HEAD SCREW, M20 X 50 - 8.8 | N/A | N/A | N/A | 0 | 1 | SELECT 304/316 in B1 | HEXAGON HEAD SCREW, M20 X 50 - 8.8 | Will calculate when Qty/Dwg and Inst/Grp have values
S504-3 | 9 | BA | M20 Washer | N/A | N/A | 4 | (manual entry per project) | EA | N | (enter per project) | 406480 | WASHER, M10, 10.5 ID X 20 OD X 2 THK | N/A | N/A | N/A | 0 | 1 | SELECT 304/316 in B1 | WASHER, M10, 10.5 ID X 20 OD X 2 THK | Will calculate when Qty/Dwg and Inst/Grp have values
S504-3 | 9 | CA | M20 Nut | N/A | N/A | 4 | (manual entry per project) | EA | N | (enter per project) | 406581 | HEXAGON NUT, M20 - 8Z - TZN | N/A | N/A | N/A | 0 | 1 | SELECT 304/316 in B1 | HEXAGON NUT, M20 - 8Z - TZN | Will calculate when Qty/Dwg and Inst/Grp have values
S504-3 | 10 | DA | M20 A325 BOLT | N/A | N/A | 8 | (manual entry per project) | EA | Y | (enter per project) | 406169 | HEXAGON HEAD SCREW, M20 X 50 - 8.8 | N/A | N/A | N/A | 0 | 1 | SELECT 304/316 in B1 | HEXAGON HEAD SCREW, M20 X 50 - 8.8 | Will calculate when Qty/Dwg and Inst/Grp have values
S504-3 | 10 | EA | M20 Washer | N/A | N/A | 8 | (manual entry per project) | EA | N | (enter per project) | 406480 | WASHER, M10, 10.5 ID X 20 OD X 2 THK | N/A | N/A | N/A | 0 | 1 | SELECT 304/316 in B1 | WASHER, M10, 10.5 ID X 20 OD X 2 THK | Will calculate when Qty/Dwg and Inst/Grp have values
S504-3 | 10 | FA | M20 Nut | N/A | N/A | 8 | (manual entry per project) | EA | N | (enter per project) | 406581 | HEXAGON NUT, M20 - 8Z - TZN | N/A | N/A | N/A | 0 | 1 | SELECT 304/316 in B1 | HEXAGON NUT, M20 - 8Z - TZN | Will calculate when Qty/Dwg and Inst/Grp have values
NOTE 1: | Same bolt hardware is to be used for various connection types, need to determine how many to use overall for project
NOTE 2: | Bolt specified is ISO Class 8 which is a higher carbon content steel than A325

## S505-3
PICK MAT'L | 304 or 316
DWG Number | Detail Number | Item Callout | Description on DWG | Measure Value | Measure Units | Quantity per DWG | Instances per Group | Qty UOM | WWID Item Different from Original on DWG | Remark | WWID Raw | WWID Description Raw | X DIMENSION | Y DIMENSION | ITEM VARIANT GROUP | DATABASE | SHEET NUMBER | WWID | WWID Description | Total Qty per Group
S505-3 | 1 | A | M24 A325 BOLT | N/A | N/A | 2 | (manual entry per project) | EA | Y | (enter per project) | 398393 | BOLT, HEAVY HEX HEAD, STRUCTURAL, M24X3.00 X 65 | N/A | N/A | N/A | 0 | 1 | SELECT 304/316 in B1 | BOLT, HEAVY HEX HEAD, STRUCTURAL, M24X3.00 X 65 | Will calculate when Qty/Dwg and Inst/Grp have values
S505-3 | 1 | B | M24 Washer | N/A | N/A | 2 | (manual entry per project) | EA | N | (enter per project) | 406682 | WASHER, M24, 26 ID X 44 OD X 4.6 THK | N/A | N/A | N/A | 0 | 1 | SELECT 304/316 in B1 | WASHER, M24, 26 ID X 44 OD X 4.6 THK | Will calculate when Qty/Dwg and Inst/Grp have values
S505-3 | 1 | C | M24 Nut | N/A | N/A | 2 | (manual entry per project) | EA | N | (enter per project) | 406583 | HEXAGON NUT, M24 - 8Z - TZN | N/A | N/A | N/A | 0 | 1 | SELECT 304/316 in B1 | HEXAGON NUT, M24 - 8Z - TZN | Will calculate when Qty/Dwg and Inst/Grp have values
S505-3 | 2 | D | M24 A325 BOLT | N/A | N/A | 6 | (manual entry per project) | EA | Y | (enter per project) | 398393 | BOLT, HEAVY HEX HEAD, STRUCTURAL, M24X3.00 X 65 | N/A | N/A | N/A | 0 | 1 | SELECT 304/316 in B1 | BOLT, HEAVY HEX HEAD, STRUCTURAL, M24X3.00 X 65 | Will calculate when Qty/Dwg and Inst/Grp have values
S505-3 | 2 | E | M24 Washer | N/A | N/A | 6 | (manual entry per project) | EA | N | (enter per project) | 406682 | WASHER, M24, 26 ID X 44 OD X 4.6 THK | N/A | N/A | N/A | 0 | 1 | SELECT 304/316 in B1 | WASHER, M24, 26 ID X 44 OD X 4.6 THK | Will calculate when Qty/Dwg and Inst/Grp have values
S505-3 | 2 | F | M24 Nut | N/A | N/A | 6 | (manual entry per project) | EA | N | (enter per project) | 406583 | HEXAGON NUT, M24 - 8Z - TZN | N/A | N/A | N/A | 0 | 1 | SELECT 304/316 in B1 | HEXAGON NUT, M24 - 8Z - TZN | Will calculate when Qty/Dwg and Inst/Grp have values
S505-3 | 3 | G | M24 A325 BOLT | N/A | N/A | 2 | (manual entry per project) | EA | Y | (enter per project) | 398393 | BOLT, HEAVY HEX HEAD, STRUCTURAL, M24X3.00 X 65 | N/A | N/A | N/A | 0 | 1 | SELECT 304/316 in B1 | BOLT, HEAVY HEX HEAD, STRUCTURAL, M24X3.00 X 65 | Will calculate when Qty/Dwg and Inst/Grp have values
S505-3 | 3 | H | M24 Washer | N/A | N/A | 2 | (manual entry per project) | EA | N | (enter per project) | 406682 | WASHER, M24, 26 ID X 44 OD X 4.6 THK | N/A | N/A | N/A | 0 | 1 | SELECT 304/316 in B1 | WASHER, M24, 26 ID X 44 OD X 4.6 THK | Will calculate when Qty/Dwg and Inst/Grp have values
S505-3 | 3 | J | M24 Nut | N/A | N/A | 2 | (manual entry per project) | EA | N | (enter per project) | 406583 | HEXAGON NUT, M24 - 8Z - TZN | N/A | N/A | N/A | 0 | 1 | SELECT 304/316 in B1 | HEXAGON NUT, M24 - 8Z - TZN | Will calculate when Qty/Dwg and Inst/Grp have values
S505-3 | 4 | K | M24 A325 BOLT | N/A | N/A | 2 | (manual entry per project) | EA | Y | (enter per project) | 398393 | BOLT, HEAVY HEX HEAD, STRUCTURAL, M24X3.00 X 65 | N/A | N/A | N/A | 0 | 1 | SELECT 304/316 in B1 | BOLT, HEAVY HEX HEAD, STRUCTURAL, M24X3.00 X 65 | Will calculate when Qty/Dwg and Inst/Grp have values
S505-3 | 4 | L | M24 Washer | N/A | N/A | 2 | (manual entry per project) | EA | N | (enter per project) | 406682 | WASHER, M24, 26 ID X 44 OD X 4.6 THK | N/A | N/A | N/A | 0 | 1 | SELECT 304/316 in B1 | WASHER, M24, 26 ID X 44 OD X 4.6 THK | Will calculate when Qty/Dwg and Inst/Grp have values
S505-3 | 4 | M | M24 Nut | N/A | N/A | 2 | (manual entry per project) | EA | N | (enter per project) | 406583 | HEXAGON NUT, M24 - 8Z - TZN | N/A | N/A | N/A | 0 | 1 | SELECT 304/316 in B1 | HEXAGON NUT, M24 - 8Z - TZN | Will calculate when Qty/Dwg and Inst/Grp have values
S505-3 | 5 | N | M24 A325 BOLT | N/A | N/A | 2 | (manual entry per project) | EA | Y | (enter per project) | 398393 | BOLT, HEAVY HEX HEAD, STRUCTURAL, M24X3.00 X 65 | N/A | N/A | N/A | 0 | 1 | SELECT 304/316 in B1 | BOLT, HEAVY HEX HEAD, STRUCTURAL, M24X3.00 X 65 | Will calculate when Qty/Dwg and Inst/Grp have values
S505-3 | 5 | P | M24 Washer | N/A | N/A | 2 | (manual entry per project) | EA | N | (enter per project) | 406682 | WASHER, M24, 26 ID X 44 OD X 4.6 THK | N/A | N/A | N/A | 0 | 1 | SELECT 304/316 in B1 | WASHER, M24, 26 ID X 44 OD X 4.6 THK | Will calculate when Qty/Dwg and Inst/Grp have values
S505-3 | 5 | Q | M24 Nut | N/A | N/A | 2 | (manual entry per project) | EA | N | (enter per project) | 406583 | HEXAGON NUT, M24 - 8Z - TZN | N/A | N/A | N/A | 0 | 1 | SELECT 304/316 in B1 | HEXAGON NUT, M24 - 8Z - TZN | Will calculate when Qty/Dwg and Inst/Grp have values
S505-3 | 6 | R | M24 A325 BOLT | N/A | N/A | 5 | (manual entry per project) | EA | Y | (enter per project) | 398393 | BOLT, HEAVY HEX HEAD, STRUCTURAL, M24X3.00 X 65 | N/A | N/A | N/A | 0 | 1 | SELECT 304/316 in B1 | BOLT, HEAVY HEX HEAD, STRUCTURAL, M24X3.00 X 65 | Will calculate when Qty/Dwg and Inst/Grp have values
S505-3 | 6 | S | M24 Washer | N/A | N/A | 5 | (manual entry per project) | EA | N | (enter per project) | 406682 | WASHER, M24, 26 ID X 44 OD X 4.6 THK | N/A | N/A | N/A | 0 | 1 | SELECT 304/316 in B1 | WASHER, M24, 26 ID X 44 OD X 4.6 THK | Will calculate when Qty/Dwg and Inst/Grp have values
S505-3 | 6 | T | M24 Nut | N/A | N/A | 5 | (manual entry per project) | EA | N | (enter per project) | 406583 | HEXAGON NUT, M24 - 8Z - TZN | N/A | N/A | N/A | 0 | 1 | SELECT 304/316 in B1 | HEXAGON NUT, M24 - 8Z - TZN | Will calculate when Qty/Dwg and Inst/Grp have values
S505-3 | 7 | U | M24 A325 BOLT | N/A | N/A | 4 | (manual entry per project) | EA | Y | (enter per project) | 398393 | BOLT, HEAVY HEX HEAD, STRUCTURAL, M24X3.00 X 65 | N/A | N/A | N/A | 0 | 1 | SELECT 304/316 in B1 | BOLT, HEAVY HEX HEAD, STRUCTURAL, M24X3.00 X 65 | Will calculate when Qty/Dwg and Inst/Grp have values
S505-3 | 7 | V | M24 Washer | N/A | N/A | 4 | (manual entry per project) | EA | N | (enter per project) | 406682 | WASHER, M24, 26 ID X 44 OD X 4.6 THK | N/A | N/A | N/A | 0 | 1 | SELECT 304/316 in B1 | WASHER, M24, 26 ID X 44 OD X 4.6 THK | Will calculate when Qty/Dwg and Inst/Grp have values
S505-3 | 7 | W | M24 Nut | N/A | N/A | 4 | (manual entry per project) | EA | N | (enter per project) | 406583 | HEXAGON NUT, M24 - 8Z - TZN | N/A | N/A | N/A | 0 | 1 | SELECT 304/316 in B1 | HEXAGON NUT, M24 - 8Z - TZN | Will calculate when Qty/Dwg and Inst/Grp have values
S505-3 | 8 | X | M24 A325 BOLT | N/A | N/A | 8 | (manual entry per project) | EA | Y | (enter per project) | 398393 | BOLT, HEAVY HEX HEAD, STRUCTURAL, M24X3.00 X 65 | N/A | N/A | N/A | 0 | 1 | SELECT 304/316 in B1 | BOLT, HEAVY HEX HEAD, STRUCTURAL, M24X3.00 X 65 | Will calculate when Qty/Dwg and Inst/Grp have values
S505-3 | 8 | Y | M24 Washer | N/A | N/A | 8 | (manual entry per project) | EA | N | (enter per project) | 406682 | WASHER, M24, 26 ID X 44 OD X 4.6 THK | N/A | N/A | N/A | 0 | 1 | SELECT 304/316 in B1 | WASHER, M24, 26 ID X 44 OD X 4.6 THK | Will calculate when Qty/Dwg and Inst/Grp have values
S505-3 | 8 | Z | M24 Nut | N/A | N/A | 8 | (manual entry per project) | EA | N | (enter per project) | 406583 | HEXAGON NUT, M24 - 8Z - TZN | N/A | N/A | N/A | 0 | 1 | SELECT 304/316 in B1 | HEXAGON NUT, M24 - 8Z - TZN | Will calculate when Qty/Dwg and Inst/Grp have values
S505-3 | 9 | AA | M24 A325 BOLT | N/A | N/A | 4 | (manual entry per project) | EA | Y | (enter per project) | 398393 | BOLT, HEAVY HEX HEAD, STRUCTURAL, M24X3.00 X 65 | N/A | N/A | N/A | 0 | 1 | SELECT 304/316 in B1 | BOLT, HEAVY HEX HEAD, STRUCTURAL, M24X3.00 X 65 | Will calculate when Qty/Dwg and Inst/Grp have values
S505-3 | 9 | BA | M24 Washer | N/A | N/A | 4 | (manual entry per project) | EA | N | (enter per project) | 406682 | WASHER, M24, 26 ID X 44 OD X 4.6 THK | N/A | N/A | N/A | 0 | 1 | SELECT 304/316 in B1 | WASHER, M24, 26 ID X 44 OD X 4.6 THK | Will calculate when Qty/Dwg and Inst/Grp have values
S505-3 | 9 | CA | M24 Nut | N/A | N/A | 4 | (manual entry per project) | EA | N | (enter per project) | 406583 | HEXAGON NUT, M24 - 8Z - TZN | N/A | N/A | N/A | 0 | 1 | SELECT 304/316 in B1 | HEXAGON NUT, M24 - 8Z - TZN | Will calculate when Qty/Dwg and Inst/Grp have values
S505-3 | 10 | DA | M24 A325 BOLT | N/A | N/A | 8 | (manual entry per project) | EA | Y | (enter per project) | 398393 | BOLT, HEAVY HEX HEAD, STRUCTURAL, M24X3.00 X 65 | N/A | N/A | N/A | 0 | 1 | SELECT 304/316 in B1 | BOLT, HEAVY HEX HEAD, STRUCTURAL, M24X3.00 X 65 | Will calculate when Qty/Dwg and Inst/Grp have values
S505-3 | 10 | EA | M24 Washer | N/A | N/A | 8 | (manual entry per project) | EA | N | (enter per project) | 406682 | WASHER, M24, 26 ID X 44 OD X 4.6 THK | N/A | N/A | N/A | 0 | 1 | SELECT 304/316 in B1 | WASHER, M24, 26 ID X 44 OD X 4.6 THK | Will calculate when Qty/Dwg and Inst/Grp have values
S505-3 | 10 | FA | M24 Nut | N/A | N/A | 8 | (manual entry per project) | EA | N | (enter per project) | 406583 | HEXAGON NUT, M24 - 8Z - TZN | N/A | N/A | N/A | 0 | 1 | SELECT 304/316 in B1 | HEXAGON NUT, M24 - 8Z - TZN | Will calculate when Qty/Dwg and Inst/Grp have values
NOTE 1: | Same bolt hardware is to be used for various connection types, need to determine how many to use overall for project
NOTE 2: | MET drawing calls for 50 mm long bolts but the IMP version calls for 2 1/2" (comparable to 65 mm) bolts

## S510-4
PICK MAT'L | 304 or 316
DWG Number | Detail Number | Item Callout | Description on DWG | Measure Value | Measure Units | Quantity per DWG | Instances per Group | Qty UOM | WWID Item Different from Original on DWG | Remark | WWID Raw | WWID Description Raw | X DIMENSION | Y DIMENSION | ITEM VARIANT GROUP | DATABASE | SHEET NUMBER | WWID | WWID Description | Total Qty per Group
S510-4 | 4 | A | 10Ø x 100 LONG CARRIAGE BOLT | N/A | N/A | 1 | SEE NOTE 2 | EA | (enter on standard) | (enter per project) | 407119 | BOLT, ROUND HEAD, SQUARE NECK, M10X1.5 X 100 | N/A | N/A | N/A | 0 | 1 | SELECT 304/316 in B1 | BOLT, ROUND HEAD, SQUARE NECK, M10X1.5 X 100 | Will calculate when Qty/Dwg and Inst/Grp have values
S510-4 | 4 | B | 10Ø SINGLE WASHER | N/A | N/A | 1 | SEE NOTE 2 | EA | (enter on standard) | (enter per project) | 406476 | WASHER, M10, 10.5 ID X 20 OD X 2 THK | N/A | N/A | N/A | 0 | 1 | SELECT 304/316 in B1 | WASHER, M10, 10.5 ID X 20 OD X 2 THK | Will calculate when Qty/Dwg and Inst/Grp have values
S510-4 | 4 | C | 10Ø SINGLE NUT | N/A | N/A | 1 | SEE NOTE 2 | EA | (enter on standard) | (enter per project) | 406576 | HEXAGON NUT, M10 - 8Z - TZN | N/A | N/A | N/A | 0 | 1 | SELECT 304/316 in B1 | HEXAGON NUT, M10 - 8Z - TZN | Will calculate when Qty/Dwg and Inst/Grp have values
S510-4 | 9 | D | 10Ø x 75 LONG CARRIAGE BOLT | N/A | N/A | 2 | (manual entry per project) | EA | Y | (enter per project) | 407117 | WASHER, M10, 10.5 ID X 20 OD X 2 THK | N/A | N/A | N/A | 0 | 1 | SELECT 304/316 in B1 | WASHER, M10, 10.5 ID X 20 OD X 2 THK | Will calculate when Qty/Dwg and Inst/Grp have values
S510-4 | 9 | E | 10Ø WASHER | N/A | N/A | 2 | (manual entry per project) | EA | N | (enter per project) | 406476 | WASHER, M10, 10.5 ID X 20 OD X 2 THK | N/A | N/A | N/A | 0 | 1 | SELECT 304/316 in B1 | WASHER, M10, 10.5 ID X 20 OD X 2 THK | Will calculate when Qty/Dwg and Inst/Grp have values
S510-4 | 9 | F | 10Ø NUT | N/A | N/A | 2 | (manual entry per project) | EA | Y | (enter per project) | 406576 | HEXAGON NUT, M10 - 8Z - TZN | N/A | N/A | N/A | 0 | 1 | SELECT 304/316 in B1 | HEXAGON NUT, M10 - 8Z - TZN | Will calculate when Qty/Dwg and Inst/Grp have values
S510-4 | 5 | G | 10Ø x 75 LONG CARRIAGE BOLT | N/A | N/A | 2 | (manual entry per project) | EA | Y | (enter per project) | 407117 | WASHER, M10, 10.5 ID X 20 OD X 2 THK | N/A | N/A | N/A | 0 | 1 | SELECT 304/316 in B1 | WASHER, M10, 10.5 ID X 20 OD X 2 THK | Will calculate when Qty/Dwg and Inst/Grp have values
S510-4 | 5 | H | 10Ø WASHER | N/A | N/A | 2 | (manual entry per project) | EA | N | (enter per project) | 406476 | WASHER, M10, 10.5 ID X 20 OD X 2 THK | N/A | N/A | N/A | 0 | 1 | SELECT 304/316 in B1 | WASHER, M10, 10.5 ID X 20 OD X 2 THK | Will calculate when Qty/Dwg and Inst/Grp have values
S510-4 | 5 | J | 10Ø NUT | N/A | N/A | 2 | (manual entry per project) | EA | Y | (enter per project) | 406576 | HEXAGON NUT, M10 - 8Z - TZN | N/A | N/A | N/A | 0 | 1 | SELECT 304/316 in B1 | HEXAGON NUT, M10 - 8Z - TZN | Will calculate when Qty/Dwg and Inst/Grp have values
S510-4 | 6 | K | 10Ø x 75 LONG CARRIAGE BOLT | N/A | N/A | 2 | (manual entry per project) | EA | Y | (enter per project) | 407117 | WASHER, M10, 10.5 ID X 20 OD X 2 THK | N/A | N/A | N/A | 0 | 1 | SELECT 304/316 in B1 | WASHER, M10, 10.5 ID X 20 OD X 2 THK | Will calculate when Qty/Dwg and Inst/Grp have values
S510-4 | 6 | L | 10Ø WASHER | N/A | N/A | 2 | (manual entry per project) | EA | N | (enter per project) | 406476 | WASHER, M10, 10.5 ID X 20 OD X 2 THK | N/A | N/A | N/A | 0 | 1 | SELECT 304/316 in B1 | WASHER, M10, 10.5 ID X 20 OD X 2 THK | Will calculate when Qty/Dwg and Inst/Grp have values
S510-4 | 6 | M | 10Ø NUT | N/A | N/A | 2 | (manual entry per project) | EA | Y | (enter per project) | 406576 | HEXAGON NUT, M10 - 8Z - TZN | N/A | N/A | N/A | 0 | 1 | SELECT 304/316 in B1 | HEXAGON NUT, M10 - 8Z - TZN | Will calculate when Qty/Dwg and Inst/Grp have values
S510-4 | 7 | N | 12Ø x 75 LONG BOLT | N/A | N/A | 2 | (manual entry per project) | EA | N | (enter per project) | 406117 | HEXAGON HEAD BOLT, M12 X 75 - 8.8 | N/A | N/A | N/A | 0 | 1 | SELECT 304/316 in B1 | HEXAGON HEAD BOLT, M12 X 75 - 8.8 | Will calculate when Qty/Dwg and Inst/Grp have values
S510-4 | 7 | P | 12Ø NUT | N/A | N/A | 2 | (manual entry per project) | EA | N | (enter per project) | 406477 | WASHER, M12, 13 ID X 24 OD X 2.5 THK | N/A | N/A | N/A | 0 | 1 | SELECT 304/316 in B1 | WASHER, M12, 13 ID X 24 OD X 2.5 THK | Will calculate when Qty/Dwg and Inst/Grp have values
S510-4 | 7 | Q | 12Ø WASHER | N/A | N/A | 2 | (manual entry per project) | EA | N | (enter per project) | 406577 | HEXAGON NUT, M12 - 8Z - TZN | N/A | N/A | N/A | 0 | 1 | SELECT 304/316 in B1 | HEXAGON NUT, M12 - 8Z - TZN | Will calculate when Qty/Dwg and Inst/Grp have values
S510-4 | 7A | E | 12Ø x 75 LONG BOLT | N/A | N/A | 2 | (manual entry per project) | EA | N | (enter per project) | 406117 | HEXAGON HEAD BOLT, M12 X 75 - 8.8 | N/A | N/A | N/A | 0 | 1 | SELECT 304/316 in B1 | HEXAGON HEAD BOLT, M12 X 75 - 8.8 | Will calculate when Qty/Dwg and Inst/Grp have values
S510-4 | 7A | F | 12Ø NUT | N/A | N/A | 2 | (manual entry per project) | EA | N | (enter per project) | 406477 | WASHER, M12, 13 ID X 24 OD X 2.5 THK | N/A | N/A | N/A | 0 | 1 | SELECT 304/316 in B1 | WASHER, M12, 13 ID X 24 OD X 2.5 THK | Will calculate when Qty/Dwg and Inst/Grp have values
S510-4 | 7A | G | 12Ø WASHER | N/A | N/A | 2 | (manual entry per project) | EA | N | (enter per project) | 406577 | HEXAGON NUT, M12 - 8Z - TZN | N/A | N/A | N/A | 0 | 1 | SELECT 304/316 in B1 | HEXAGON NUT, M12 - 8Z - TZN | Will calculate when Qty/Dwg and Inst/Grp have values
NOTE 1: | No IMP version for this drawing
NOTE 2: | Item

## S511-2
PICK MAT'L | 304 or 316
DWG Number | Detail Number | Item Callout | Description on DWG | Measure Value | Measure Units | Quantity per DWG | Instances per Group | Qty UOM | WWID Item Different from Original on DWG | Remark | WWID Raw | WWID Description Raw | X DIMENSION | Y DIMENSION | ITEM VARIANT GROUP | DATABASE | SHEET NUMBER | WWID | WWID Description | Total Qty per Group
S511-2 | 4A | A | 10Ø x 75 LONG MACHINE BOLT | N/A | N/A | N/A | (manual entry per project) | EA | N | (enter per project) | 406101 | HEXAGON HEAD SCREW, M10 X 75 - 8.8 | N/A | N/A | N/A | 0 | 1 | SELECT 304/316 in B1 | HEXAGON HEAD SCREW, M10 X 75 - 8.8 | Will calculate when Qty/Dwg and Inst/Grp have values
S511-2 | 4A | B | WASHER | N/A | N/A | N/A | (manual entry per project) | EA | N | (enter per project) | 406476 | WASHER, M10, 10.5 ID X 20 OD X 2 THX | N/A | N/A | N/A | 0 | 1 | SELECT 304/316 in B1 | WASHER, M10, 10.5 ID X 20 OD X 2 THX | Will calculate when Qty/Dwg and Inst/Grp have values
S511-2 | 4A | C | NUT | N/A | N/A | N/A | (manual entry per project) | EA | N | (enter per project) | 406576 | HEXAGON NUT, M10 - 8Z - TZN | N/A | N/A | N/A | 0 | 1 | SELECT 304/316 in B1 | HEXAGON NUT, M10 - 8Z - TZN | Will calculate when Qty/Dwg and Inst/Grp have values
S511-2 | 6 | D | 10Ø BOLTS (GALV.) | N/A | N/A | N/A | (manual entry per project) | EA | N | (enter per project) | 406093 | HEXAGON HEAD SCREW, M10 X 35 - 8.8 | N/A | N/A | N/A | 0 | 1 | SELECT 304/316 in B1 | HEXAGON HEAD SCREW, M10 X 35 - 8.8 | Will calculate when Qty/Dwg and Inst/Grp have values
S511-2 | 6 | E | WASHER | N/A | N/A | N/A | (manual entry per project) | EA | N | (enter per project) | 406476 | WASHER, M10, 10.5 ID X 20 OD X 2 THX | N/A | N/A | N/A | 0 | 1 | SELECT 304/316 in B1 | WASHER, M10, 10.5 ID X 20 OD X 2 THX | Will calculate when Qty/Dwg and Inst/Grp have values
S511-2 | 6 | F | NUT | N/A | N/A | N/A | (manual entry per project) | EA | N | (enter per project) | 406576 | HEXAGON NUT, M10 - 8Z - TZN | N/A | N/A | N/A | 0 | 1 | SELECT 304/316 in B1 | HEXAGON NUT, M10 - 8Z - TZN | Will calculate when Qty/Dwg and Inst/Grp have values
NOTE 1: | Many of these details reference the S510 drawing however there is no IMP version for that
NOTE 2: | No specified length for Item E

## S512-4
PICK MAT'L | 304 or 316
DWG Number | Detail Number | Item Callout | Description on DWG | Measure Value | Measure Units | Quantity per DWG | Instances per Group | Qty UOM | WWID Item Different from Original on DWG | Remark | WWID Raw | WWID Description Raw | X DIMENSION | Y DIMENSION | ITEM VARIANT GROUP | DATABASE | SHEET NUMBER | WWID | WWID Description | Total Qty per Group
S512-4 | 6 | A | M16 BOLT | N/A | N/A | 1 | SEE NOTE 1 | EA | Y | (enter per project) | 406161 | HEXAGON HEAD BOLT, M16 X 130 - 8.8 | N/A | N/A | N/A | 0 | 1 | SELECT 304/316 in B1 | HEXAGON HEAD BOLT, M16 X 130 - 8.8 | Will calculate when Qty/Dwg and Inst/Grp have values
S512-4 | 6 | B | M16 WASHER | N/A | N/A | 3 | SEE NOTE 1 | EA | Y | (enter per project) | 406479 | WASHER, M16, 17 ID X 30 OD X 3 THK | N/A | N/A | N/A | 0 | 1 | SELECT 304/316 in B1 | WASHER, M16, 17 ID X 30 OD X 3 THK | Will calculate when Qty/Dwg and Inst/Grp have values
S512-4 | 6 | C | M16 NUT | N/A | N/A | 2 | SEE NOTE 1 | EA | Y | (enter per project) | 406579 | HEXAGON NUT, M16 - 8Z - TZN | N/A | N/A | N/A | 0 | 1 | SELECT 304/316 in B1 | HEXAGON NUT, M16 - 8Z - TZN | Will calculate when Qty/Dwg and Inst/Grp have values
NOTE 1: | There are two or three hinges per gate door depending on tower height used. Determine quantity as per project.

## S514-1
PICK MAT'L | 304 or 316
DWG Number | Detail Number | Item Callout | Description on DWG | Measure Value | Measure Units | Quantity per DWG | Instances per Group | Qty UOM | WWID Item Different from Original on DWG | Remark | WWID Raw | WWID Description Raw | X DIMENSION | Y DIMENSION | ITEM VARIANT GROUP | DATABASE | SHEET NUMBER | WWID | WWID Description | Total Qty per Group
514-1 | 6 | A | 0 | N/A | N/A | N/A | (manual entry per project) | EA | (enter on standard) | (enter per project) | 475619 / 475705 | CAP SCREW, HEX SOCKET BUTTON HEAD, M10 X 1.5 X 35 | 0 | 0 | N/A | 0 | 1 | SELECT 304/316 in B1 | ( 304 or 316 SS of ) CAP SCREW, HEX SOCKET BUTTON HEAD, M10 X 1.5 X 35 | Will calculate when Qty/Dwg and Inst/Grp have values
514-1 | 6 | B | 0 | N/A | N/A | N/A | (manual entry per project) | EA | (enter on standard) | (enter per project) | 475625 / 475711 | CAP SCREW, HEX SOCKET BUTTON HEAD, M10 X 1.5 X 65, FT | 0 | 0 | N/A | 0 | 1 | SELECT 304/316 in B1 | ( 304 or 316 SS of ) CAP SCREW, HEX SOCKET BUTTON HEAD, M10 X 1.5 X 65, FT | Will calculate when Qty/Dwg and Inst/Grp have values
514-1 | 6 | C | 0 | N/A | N/A | N/A | (manual entry per project) | EA | (enter on standard) | (enter per project) | 266839 / 266871 | FENDER WASHER, 3/8 X 1 1/2 | 0 | 0 | N/A | 0 | 1 | SELECT 304/316 in B1 | ( 304 or 316 SS of ) FENDER WASHER, 3/8 X 1 1/2 | Will calculate when Qty/Dwg and Inst/Grp have values
514-1 | 6 | D | 0 | N/A | N/A | N/A | (manual entry per project) | EA | (enter on standard) | (enter per project) |  |  | 0 | 0 | N/A | 0 | 1 | SELECT 304/316 in B1 | ERROR IN WWID OR Measure Units | Will calculate when Qty/Dwg and Inst/Grp have values
NOTE 1: | Drawing is obsoleted and not to be used
NOTE 2: | There is no MET drawing for this, refer to IMP if needed

## S515-1
PICK MAT'L | 304 or 316
DWG Number | Detail Number | Item Callout | Description on DWG | Measure Value | Measure Units | Quantity per DWG | Instances per Group | Qty UOM | WWID Item Different from Original on DWG | Remark | WWID Raw | WWID Description Raw | X DIMENSION | Y DIMENSION | ITEM VARIANT GROUP | DATABASE | SHEET NUMBER | WWID | WWID Description | Total Qty per Group
S515-1 | 1 | A | PL WASHER 10x75x150 STAINLESS STEEL | N/A | N/A | 1 | (manual entry per project) | EA | N | (enter per project) | 501751 | PLATE, RECT, 6 X 3 X 3/8 THK, 2 HOLE | N/A | N/A | N/A | 0 | 1 | SELECT 304/316 in B1 | PLATE, RECT, 6 X 3 X 3/8 THK, 2 HOLE | Will calculate when Qty/Dwg and Inst/Grp have values
S515-1 | 5 | B | M16 SS316 HILTI HAS THREADED RODS | N/A | N/A | 2 | (manual entry per project) | EA | Y | (enter per project) | 327913 | ADHESIVE ANCHOR ROD, HILTI HAS-R, 1/2-13 UNC-2A X 11 LG, CW/ 1 HEX NUT & 1 FLAT WASHER | N/A | N/A | N/A | CONC | 1 | SELECT 304/316 in B1 | ADHESIVE ANCHOR ROD, HILTI HAS-R, 1/2-13 UNC-2A X 11 LG, CW/ 1 HEX NUT & 1 FLAT WASHER | Will calculate when Qty/Dwg and Inst/Grp have values
S515-1 | 5 | C | HILTI RE500 EXPOXY ADHESIVE SYSTEM | N/A | N/A | N/A | (manual entry per project) | EA | N | (enter per project) | 411412 | EPOXY ADHESIVE, FOIL PACK, C/W MIXING NOZZLE, HILTI RE-500 V3, 330 ML | N/A | N/A | N/A | CONC | 1 | SELECT 304/316 in B1 | EPOXY ADHESIVE, FOIL PACK, C/W MIXING NOZZLE, HILTI RE-500 V3, 330 ML | Will calculate when Qty/Dwg and Inst/Grp have values
S515-1 | 5 | D | M16 Flat Washer | N/A | N/A | 2 | (manual entry per project) | EA | N | (enter per project) | 266635 / 250362 | FLAT WASHER, TYPE A, SERIES N, 5/8 | N/A | N/A | N/A | 0 | 1 | SELECT 304/316 in B1 | ( 304 or 316 SS of ) FLAT WASHER, TYPE A, SERIES N, 5/8 | Will calculate when Qty/Dwg and Inst/Grp have values
S515-1 | 5 | E | NYLOCK NUT | N/A | N/A | 2 | (manual entry per project) | EA | N | (enter per project) | 265141 / 265187 | LOCK NUT, HEX, NYLON INSERT, DC, 5/8-11 UNC-2B | N/A | N/A | N/A | 0 | 1 | SELECT 304/316 in B1 | ( 304 or 316 SS of ) LOCK NUT, HEX, NYLON INSERT, DC, 5/8-11 UNC-2B | Will calculate when Qty/Dwg and Inst/Grp have values
S515-1 | 7 | F | S.S. HANDRAIL BRACKET | N/A | N/A | 1 | (manual entry per project) | EA | N | (enter per project) | 499293 | BRACKET, HANDRAIL, STAMPED, WALL MOUNT, 3 IN. WALL OFFSET, 1 X 7/16 IN. MTG HOLE, C-STYLE | N/A | N/A | N/A | 0 | 1 | SELECT 304/316 in B1 | BRACKET, HANDRAIL, STAMPED, WALL MOUNT, 3 IN. WALL OFFSET, 1 X 7/16 IN. MTG HOLE, C-STYLE | Will calculate when Qty/Dwg and Inst/Grp have values
S515-1 | 7 | G | 10Ø x 90 LONG SS BUTTON HEAD BOLT | N/A | N/A | 1 | (manual entry per project) | EA | N | (enter per project) | 475628 / 475714 | CAP SCREW, HEX SOCKET BUTTON HEAD, M10 X 1.5 X 90, FT | N/A | N/A | N/A | 0 | 1 | SELECT 304/316 in B1 | ( 304 or 316 SS of ) CAP SCREW, HEX SOCKET BUTTON HEAD, M10 X 1.5 X 90, FT | Will calculate when Qty/Dwg and Inst/Grp have values
S515-1 | 7 | H | M10 Washer | N/A | N/A | 1 | (manual entry per project) | EA | N | (enter per project) | 473501 / 470269 | FLAT WASHER, NORMAL SERIES, M10 (10.5 ID X 20 OD X 2 THK) | N/A | N/A | N/A | 0 | 1 | SELECT 304/316 in B1 | ( 304 or 316 SS of ) FLAT WASHER, NORMAL SERIES, M10 (10.5 ID X 20 OD X 2 THK) | Will calculate when Qty/Dwg and Inst/Grp have values
S515-1 | 7 | J | M10 Nut | N/A | N/A | 1 | (manual entry per project) | EA | N | (enter per project) | 476605 / 476620 | NUT, HEX, REGULAR (STYLE 1), M10 X 1.5 | N/A | N/A | N/A | 0 | 1 | SELECT 304/316 in B1 | ( 304 or 316 SS of ) NUT, HEX, REGULAR (STYLE 1), M10 X 1.5 | Will calculate when Qty/Dwg and Inst/Grp have values
S515-1 | 2 | K | 12Øx75 LONG BOLT | N/A | N/A | 2 | (manual entry per project) | EA | Y | (enter per project) | 400942 | BOLT, HEAVY HEX HEAD, M12X1.75 X 75 | N/A | N/A | N/A | 0 | 1 | SELECT 304/316 in B1 | BOLT, HEAVY HEX HEAD, M12X1.75 X 75 | Will calculate when Qty/Dwg and Inst/Grp have values
S515-1 | 2 | L | M12 Washer | N/A | N/A | 2 | (manual entry per project) | EA | N | (enter per project) | 473502 / 470270 | FLAT WASHER, NORMAL SERIES, M12 (13 ID X 24 OD X 2.5 THK) | N/A | N/A | N/A | 0 | 1 | SELECT 304/316 in B1 | ( 304 or 316 SS of ) FLAT WASHER, NORMAL SERIES, M12 (13 ID X 24 OD X 2.5 THK) | Will calculate when Qty/Dwg and Inst/Grp have values
S515-1 | 2 | M | M12 Nut | N/A | N/A | 2 | (manual entry per project) | EA | N | (enter per project) | 476606 / 476621 | NUT, HEX, REGULAR (STYLE 1), M12 X 1.75 | N/A | N/A | N/A | 0 | 1 | SELECT 304/316 in B1 | ( 304 or 316 SS of ) NUT, HEX, REGULAR (STYLE 1), M12 X 1.75 | Will calculate when Qty/Dwg and Inst/Grp have values
S515-1 | 6 | N | NON-SHRINK CEMENTICIOUS GROUT | N/A | N/A | N/A | (manual entry per project) | EA | (enter on standard) | (enter per project) | 410689 | GROUT, NON-METALLIC, NON-SHRINK | N/A | N/A | N/A | 0 | 1 | SELECT 304/316 in B1 | GROUT, NON-METALLIC, NON-SHRINK | Will calculate when Qty/Dwg and Inst/Grp have values
S515-1 | 6 | P | HILTI HIT HY200 | N/A | N/A | N/A | (manual entry per project) | EA | (enter on standard) | (enter per project) | 493182 / 493183 | EPOXY ADHESIVE, FOIL PACK, C/W MIXING NOZZLE, HILTI HIT-HY 200-R, 330 ML | N/A | N/A | N/A | CONC | 1 | SELECT 304/316 in B1 | ( 304 or 316 SS of ) EPOXY ADHESIVE, FOIL PACK, C/W MIXING NOZZLE, HILTI HIT-HY 200-R, 330 ML | Will calculate when Qty/Dwg and Inst/Grp have values
S515-1 | 6 | Q | M12 S.S. THREADED ANCHORS | N/A | N/A | 0 | (manual entry per project) | EA | N | (enter per project) | 327913 | ADHESIVE ANCHOR ROD, HILTI HAS-R, 1/2-13 UNC-2A X 11 LG, CW/ 1 HEX NUT & 1 FLAT WASHER | N/A | N/A | N/A | CONC | 1 | SELECT 304/316 in B1 | ADHESIVE ANCHOR ROD, HILTI HAS-R, 1/2-13 UNC-2A X 11 LG, CW/ 1 HEX NUT & 1 FLAT WASHER | Will calculate when Qty/Dwg and Inst/Grp have values
S515-1 | 6 | R | Washer | N/A | N/A | 0 | (manual entry per project) | EA | N | (enter per project) | 266694 / 266786 | FLAT WASHER, TYPE B, SERIES R, 1/2 | N/A | N/A | N/A | 0 | 1 | SELECT 304/316 in B1 | ( 304 or 316 SS of ) FLAT WASHER, TYPE B, SERIES R, 1/2 | Will calculate when Qty/Dwg and Inst/Grp have values
S515-1 | 6 | S | Nut | N/A | N/A | 0 | (manual entry per project) | EA | N | (enter per project) | 264957 / 308815 | NUT, HEX, DC, 1/2-13 UNC-2B | N/A | N/A | N/A | 0 | 1 | SELECT 304/316 in B1 | ( 304 or 316 SS of ) NUT, HEX, DC, 1/2-13 UNC-2B | Will calculate when Qty/Dwg and Inst/Grp have values
NOTE 1: | Drawing is obsoleted and not to be used
NOTE 2: | Item K is a callout for a structural HDG bolt
NOTE 3: | Item E is fluorokote 304 nut, regular 316 nut

## S521-1
PICK MAT'L | 304 or 316
DWG Number | Detail Number | Item Callout | Description on DWG | Measure Value | Measure Units | Quantity per DWG | Instances per Group | Qty UOM | WWID Item Different from Original on DWG | Remark | WWID Raw | WWID Description Raw | X DIMENSION | Y DIMENSION | ITEM VARIANT GROUP | DATABASE | SHEET NUMBER | WWID | WWID Description | Total Qty per Group
S521-1 | N/A | N/A | N/A | N/A | N/A | N/A | (manual entry per project) | EA | (enter on standard) | (enter per project) | N/A | N/A | N/A | N/A | N/A | N/A | N/A | SELECT 304/316 in B1 | ERROR IN WWID OR Measure Units | Will calculate when Qty/Dwg and Inst/Grp have values
NOTE 1: | Drawing is obsoleted and will never be used again as it is for timber

## S540-3
PICK MAT'L | 304 or 316
DWG Number | Detail Number | Item Callout | Description on DWG | Measure Value | Measure Units | Quantity per DWG | Instances per Group | Qty UOM | WWID Item Different from Original on DWG | Remark | WWID Raw | WWID Description Raw | X DIMENSION | Y DIMENSION | ITEM VARIANT GROUP | DATABASE | SHEET NUMBER | WWID | WWID Description | Total Qty per Group
S540-3 | 2 | A | M20 BOLTS | N/A | N/A | 12 | SEE NOTE 1 | EA | N | (enter per project) | 406169 | HEXAGON HEAD SCREW, M20 X 50 - 8.8 | N/A | N/A | N/A | 0 | 1 | SELECT 304/316 in B1 | HEXAGON HEAD SCREW, M20 X 50 - 8.8 | Will calculate when Qty/Dwg and Inst/Grp have values
S540-3 | 2 | B | M20 Washer | N/A | N/A | 12 | SEE NOTE 1 | EA | N | (enter per project) | 406480 | WASHER, M20, 21 ID X 37 OD X 3 THK | N/A | N/A | N/A | 0 | 1 | SELECT 304/316 in B1 | WASHER, M20, 21 ID X 37 OD X 3 THK | Will calculate when Qty/Dwg and Inst/Grp have values
S540-3 | 2 | C | M20 Nut | N/A | N/A | 12 | SEE NOTE 1 | EA | N | (enter per project) | 406581 | HEXAGON NUT, M20 - 8Z - TZN | N/A | N/A | N/A | 0 | 1 | SELECT 304/316 in B1 | HEXAGON NUT, M20 - 8Z - TZN | Will calculate when Qty/Dwg and Inst/Grp have values
S540-3 | 6 | D | 20Ø BOLTS | N/A | N/A | SEE NOTE 2 | (manual entry per project) | EA | N | (enter per project) | 406169 | HEXAGON HEAD SCREW, M20 X 50 - 8.8 | N/A | N/A | N/A | 0 | 1 | SELECT 304/316 in B1 | HEXAGON HEAD SCREW, M20 X 50 - 8.8 | Will calculate when Qty/Dwg and Inst/Grp have values
S540-3 | 6 | E | M20 Washer | N/A | N/A | SEE NOTE 2 | (manual entry per project) | EA | N | (enter per project) | 406480 | WASHER, M20, 21 ID X 37 OD X 3 THK | N/A | N/A | N/A | 0 | 1 | SELECT 304/316 in B1 | WASHER, M20, 21 ID X 37 OD X 3 THK | Will calculate when Qty/Dwg and Inst/Grp have values
S540-3 | 6 | F | M20 Nut | N/A | N/A | SEE NOTE 2 | (manual entry per project) | EA | N | (enter per project) | 406581 | HEXAGON NUT, M20 - 8Z - TZN | N/A | N/A | N/A | 0 | 1 | SELECT 304/316 in B1 | HEXAGON NUT, M20 - 8Z - TZN | Will calculate when Qty/Dwg and Inst/Grp have values
S540-3 | 7 | G | M20 BOLTS | N/A | N/A | 2 | SEE NOTE 1 | EA | N | (enter per project) | 406169 | HEXAGON HEAD SCREW, M20 X 50 - 8.8 | N/A | N/A | N/A | 0 | 1 | SELECT 304/316 in B1 | HEXAGON HEAD SCREW, M20 X 50 - 8.8 | Will calculate when Qty/Dwg and Inst/Grp have values
S540-3 | 7 | H | M20 Washer | N/A | N/A | 2 | SEE NOTE 1 | EA | N | (enter per project) | 406480 | WASHER, M20, 21 ID X 37 OD X 3 THK | N/A | N/A | N/A | 0 | 1 | SELECT 304/316 in B1 | WASHER, M20, 21 ID X 37 OD X 3 THK | Will calculate when Qty/Dwg and Inst/Grp have values
S540-3 | 7 | J | M20 Nut | N/A | N/A | 2 | SEE NOTE 1 | EA | N | (enter per project) | 406581 | HEXAGON NUT, M20 - 8Z - TZN | N/A | N/A | N/A | 0 | 1 | SELECT 304/316 in B1 | HEXAGON NUT, M20 - 8Z - TZN | Will calculate when Qty/Dwg and Inst/Grp have values
S540-3 | 8 | K | M16 x 50 LONG BOLTS | N/A | N/A | 4 | (manual entry per project) | EA | N | (enter per project) | 406150 | HEXAGON HEAD SCREW, M16 X 50 - 8.8 | N/A | N/A | N/A | 0 | 1 | SELECT 304/316 in B1 | HEXAGON HEAD SCREW, M16 X 50 - 8.8 | Will calculate when Qty/Dwg and Inst/Grp have values
S540-3 | 8 | L | M16 Washer | N/A | N/A | 4 | (manual entry per project) | EA | N | (enter per project) | 406479 | WASHER, M16, 17 ID X 30 OD X 3 THK | N/A | N/A | N/A | 0 | 1 | SELECT 304/316 in B1 | WASHER, M16, 17 ID X 30 OD X 3 THK | Will calculate when Qty/Dwg and Inst/Grp have values
S540-3 | 8 | M | M16 Nut | N/A | N/A | 4 | (manual entry per project) | EA | N | (enter per project) | 406579 | HEXAGON NUT, M16 - 8Z - TZN | N/A | N/A | N/A | 0 | 1 | SELECT 304/316 in B1 | HEXAGON NUT, M16 - 8Z - TZN | Will calculate when Qty/Dwg and Inst/Grp have values
S540-3 | 9 | N | M12 BOLTS | N/A | N/A | 2 | (manual entry per project) | EA | N | (enter per project) | 406110 | HEXAGON HEAD SCREW, M12 X 40 - 8.8 | N/A | N/A | N/A | 0 | 1 | SELECT 304/316 in B1 | HEXAGON HEAD SCREW, M12 X 40 - 8.8 | Will calculate when Qty/Dwg and Inst/Grp have values
S540-3 | 9 | P | M12 Washers | N/A | N/A | 2 | (manual entry per project) | EA | N | (enter per project) | 406477 | WASHER, M12, 13 ID X 24 OD X 2.5 THK | N/A | N/A | N/A | 0 | 1 | SELECT 304/316 in B1 | WASHER, M12, 13 ID X 24 OD X 2.5 THK | Will calculate when Qty/Dwg and Inst/Grp have values
S540-3 | 9 | Q | M12 Nuts | N/A | N/A | 2 | (manual entry per project) | EA | N | (enter per project) | 406577 | HEXAGON NUT, M12 - 8Z - TZN | N/A | N/A | N/A | 0 | 1 | SELECT 304/316 in B1 | HEXAGON NUT, M12 - 8Z - TZN | Will calculate when Qty/Dwg and Inst/Grp have values
NOTE 1: | Depends on number of columns, as per project
NOTE 2: | Depends on size of structural section

## S541-3
PICK MAT'L | 304 or 316
DWG Number | Detail Number | Item Callout | Description on DWG | Measure Value | Measure Units | Quantity per DWG | Instances per Group | Qty UOM | WWID Item Different from Original on DWG | Remark | WWID Raw | WWID Description Raw | X DIMENSION | Y DIMENSION | ITEM VARIANT GROUP | DATABASE | SHEET NUMBER | WWID | WWID Description | Total Qty per Group
S541-3 | 3 | A | M20 BOLT (A325) | N/A | N/A | 2 | SEE NOTE 1 | EA | N | (enter per project) | 401122 | BOLT, HEAVY HEX HEAD, STRUCTURAL, M20X2.50 X 55 | N/A | N/A | N/A | 0 | 1 | SELECT 304/316 in B1 | BOLT, HEAVY HEX HEAD, STRUCTURAL, M20X2.50 X 55 | Will calculate when Qty/Dwg and Inst/Grp have values
S541-3 | 3 | B | M20 Washer | N/A | N/A | 2 | SEE NOTE 1 | EA | N | (enter per project) | 398319 | FLAT WASHER, STRUCTURAL, M20 | N/A | N/A | N/A | 0 | 1 | SELECT 304/316 in B1 | FLAT WASHER, STRUCTURAL, M20 | Will calculate when Qty/Dwg and Inst/Grp have values
S541-3 | 3 | C | M20 Nut | N/A | N/A | 2 | SEE NOTE 1 | EA | N | (enter per project) | 400360 | NUT, HEAVY HEX, M20X2.50 | N/A | N/A | N/A | 0 | 1 | SELECT 304/316 in B1 | NUT, HEAVY HEX, M20X2.50 | Will calculate when Qty/Dwg and Inst/Grp have values
S541-3 | 7 | D | M20 BOLTS | N/A | N/A | 2 | SEE NOTE 1 | EA | N | (enter per project) | 401122 | BOLT, HEAVY HEX HEAD, STRUCTURAL, M20X2.50 X 55 | N/A | N/A | N/A | 0 | 1 | SELECT 304/316 in B1 | BOLT, HEAVY HEX HEAD, STRUCTURAL, M20X2.50 X 55 | Will calculate when Qty/Dwg and Inst/Grp have values
S541-3 | 7 | E | M20 Washer | N/A | N/A | 2 | SEE NOTE 1 | EA | N | (enter per project) | 398319 | FLAT WASHER, STRUCTURAL, M20 | N/A | N/A | N/A | 0 | 1 | SELECT 304/316 in B1 | FLAT WASHER, STRUCTURAL, M20 | Will calculate when Qty/Dwg and Inst/Grp have values
S541-3 | 7 | F | M20 Nut | N/A | N/A | 2 | SEE NOTE 1 | EA | N | (enter per project) | 400360 | NUT, HEAVY HEX, M20X2.50 | N/A | N/A | N/A | 0 | 1 | SELECT 304/316 in B1 | NUT, HEAVY HEX, M20X2.50 | Will calculate when Qty/Dwg and Inst/Grp have values
S541-3 | 8 | G | 6Ø X 60 LONG CONC. SCREW ANCHORS (STAINLESS STEEL) WITH PHILLIPS OVAL HEAD | N/A | N/A | 2 | (manual entry per project) | EA | Y | (enter per project) | 504961 | EXPANSION ANCHOR, HILTI KWIK BOLT TZ2, 1/4 X 2 1/2 LG, CW/1 HEX NUT & 1 FLAT WASHER | N/A | N/A | N/A | 0 | 1 | SELECT 304/316 in B1 | EXPANSION ANCHOR, HILTI KWIK BOLT TZ2, 1/4 X 2 1/2 LG, CW/1 HEX NUT & 1 FLAT WASHER | Will calculate when Qty/Dwg and Inst/Grp have values
NOTE 1: | Quantity depends total number of stair pans as per project

## S542-3
PICK MAT'L | 304 or 316
DWG Number | Detail Number | Item Callout | Description on DWG | Measure Value | Measure Units | Quantity per DWG | Instances per Group | Qty UOM | WWID Item Different from Original on DWG | Remark | WWID Raw | WWID Description Raw | X DIMENSION | Y DIMENSION | ITEM VARIANT GROUP | DATABASE | SHEET NUMBER | WWID | WWID Description | Total Qty per Group
S542-3 | 2 | A | M20 BOLTS | N/A | N/A | 12 | SEE NOTE 1 | EA | N | (enter per project) | 406169 | HEXAGON HEAD SCREW, M20 X 50 - 8.8 | 50 | N/A | N/A | 0 | 1 | SELECT 304/316 in B1 | HEXAGON HEAD SCREW, M20 X 50 - 8.8 | Will calculate when Qty/Dwg and Inst/Grp have values
S542-3 | 2 | B | M20 Washer | N/A | N/A | 12 | SEE NOTE 1 | EA | N | (enter per project) | 406480 | WASHER, M20, 21 ID X 37 OD X 3 THK | N/A | N/A | N/A | 0 | 1 | SELECT 304/316 in B1 | WASHER, M20, 21 ID X 37 OD X 3 THK | Will calculate when Qty/Dwg and Inst/Grp have values
S542-3 | 2 | C | M20 Nut | N/A | N/A | 12 | SEE NOTE 1 | EA | N | (enter per project) | 406581 | HEXAGON NUT, M20 - 8Z - TZN | N/A | N/A | N/A | 0 | 1 | SELECT 304/316 in B1 | HEXAGON NUT, M20 - 8Z - TZN | Will calculate when Qty/Dwg and Inst/Grp have values
S542-3 | 6 | D | 20Ø BOLTS | N/A | N/A | SEE NOTE 2 | (manual entry per project) | EA | N | (enter per project) | 406169 | HEXAGON HEAD SCREW, M20 X 50 - 8.8 | 50 | N/A | N/A | 0 | 1 | SELECT 304/316 in B1 | HEXAGON HEAD SCREW, M20 X 50 - 8.8 | Will calculate when Qty/Dwg and Inst/Grp have values
S542-3 | 6 | E | M20 Washer | N/A | N/A | SEE NOTE 2 | (manual entry per project) | EA | N | (enter per project) | 406480 | WASHER, M20, 21 ID X 37 OD X 3 THK | N/A | N/A | N/A | 0 | 1 | SELECT 304/316 in B1 | WASHER, M20, 21 ID X 37 OD X 3 THK | Will calculate when Qty/Dwg and Inst/Grp have values
S542-3 | 6 | F | M20 Nut | N/A | N/A | SEE NOTE 2 | (manual entry per project) | EA | N | (enter per project) | 406581 | HEXAGON NUT, M20 - 8Z - TZN | N/A | N/A | N/A | 0 | 1 | SELECT 304/316 in B1 | HEXAGON NUT, M20 - 8Z - TZN | Will calculate when Qty/Dwg and Inst/Grp have values
S542-3 | 7 | G | M20 BOLTS | N/A | N/A | 2 | SEE NOTE 1 | EA | N | (enter per project) | 406169 | HEXAGON HEAD SCREW, M20 X 50 - 8.8 | 40 | N/A | N/A | 0 | 1 | SELECT 304/316 in B1 | HEXAGON HEAD SCREW, M20 X 50 - 8.8 | Will calculate when Qty/Dwg and Inst/Grp have values
S542-3 | 7 | H | M20 Washer | N/A | N/A | 2 | SEE NOTE 1 | EA | N | (enter per project) | 406480 | WASHER, M20, 21 ID X 37 OD X 3 THK | N/A | N/A | N/A | 0 | 1 | SELECT 304/316 in B1 | WASHER, M20, 21 ID X 37 OD X 3 THK | Will calculate when Qty/Dwg and Inst/Grp have values
S542-3 | 7 | J | M20 Nut | N/A | N/A | 2 | SEE NOTE 1 | EA | N | (enter per project) | 406581 | HEXAGON NUT, M20 - 8Z - TZN | N/A | N/A | N/A | 0 | 1 | SELECT 304/316 in B1 | HEXAGON NUT, M20 - 8Z - TZN | Will calculate when Qty/Dwg and Inst/Grp have values
S542-3 | 8 | K | M16 x 50 LONG BOLTS | N/A | N/A | 4 | (manual entry per project) | EA | N | (enter per project) | 406150 | HEXAGON HEAD SCREW, M16 X 50 - 8.8 | N/A | N/A | N/A | 0 | 1 | SELECT 304/316 in B1 | HEXAGON HEAD SCREW, M16 X 50 - 8.8 | Will calculate when Qty/Dwg and Inst/Grp have values
S542-3 | 8 | L | M16 Washer | N/A | N/A | 4 | (manual entry per project) | EA | N | (enter per project) | 406479 | WASHER, M16, 17 ID X 30 OD X 3 THK | N/A | N/A | N/A | 0 | 1 | SELECT 304/316 in B1 | WASHER, M16, 17 ID X 30 OD X 3 THK | Will calculate when Qty/Dwg and Inst/Grp have values
S542-3 | 8 | M | M16 Nut | N/A | N/A | 4 | (manual entry per project) | EA | N | (enter per project) | 406579 | HEXAGON NUT, M16 - 8Z - TZN | N/A | N/A | N/A | 0 | 1 | SELECT 304/316 in B1 | HEXAGON NUT, M16 - 8Z - TZN | Will calculate when Qty/Dwg and Inst/Grp have values
S542-3 | 9 | N | M12 BOLTS | N/A | N/A | 2 | (manual entry per project) | EA | N | (enter per project) | 406110 | HEXAGON HEAD SCREW, M12 X 40 - 8.8 | N/A | N/A | N/A | 0 | 1 | SELECT 304/316 in B1 | HEXAGON HEAD SCREW, M12 X 40 - 8.8 | Will calculate when Qty/Dwg and Inst/Grp have values
S542-3 | 9 | P | M12 Washers | N/A | N/A | 2 | (manual entry per project) | EA | N | (enter per project) | 406477 | WASHER, M12, 13 ID X 24 OD X 2.5 THK | N/A | N/A | N/A | 0 | 1 | SELECT 304/316 in B1 | WASHER, M12, 13 ID X 24 OD X 2.5 THK | Will calculate when Qty/Dwg and Inst/Grp have values
S542-3 | 9 | Q | M12 Nuts | N/A | N/A | 2 | (manual entry per project) | EA | N | (enter per project) | 406577 | HEXAGON NUT, M12 - 8Z - TZN | N/A | N/A | N/A | 0 | 1 | SELECT 304/316 in B1 | HEXAGON NUT, M12 - 8Z - TZN | Will calculate when Qty/Dwg and Inst/Grp have values
NOTE 1: | Depends on number of columns, as per project
NOTE 2: | Depends on size of structural section

## S543-3
PICK MAT'L | 304 or 316
DWG Number | Detail Number | Item Callout | Description on DWG | Measure Value | Measure Units | Quantity per DWG | Instances per Group | Qty UOM | WWID Item Different from Original on DWG | Remark | WWID Raw | WWID Description Raw | X DIMENSION | Y DIMENSION | ITEM VARIANT GROUP | DATABASE | SHEET NUMBER | WWID | WWID Description | Total Qty per Group
S543-3 | 3 | A | M20 BOLT (A325) | N/A | N/A | 2 | SEE NOTE 1 | EA | N | (enter per project) | 401122 | BOLT, HEAVY HEX HEAD, STRUCTURAL, M20X2.50 X 55 | N/A | N/A | N/A | 0 | 1 | SELECT 304/316 in B1 | BOLT, HEAVY HEX HEAD, STRUCTURAL, M20X2.50 X 55 | Will calculate when Qty/Dwg and Inst/Grp have values
S543-3 | 3 | B | M20 Washer | N/A | N/A | 2 | SEE NOTE 1 | EA | N | (enter per project) | 398319 | FLAT WASHER, STRUCTURAL, M20 | N/A | N/A | N/A | 0 | 1 | SELECT 304/316 in B1 | FLAT WASHER, STRUCTURAL, M20 | Will calculate when Qty/Dwg and Inst/Grp have values
S543-3 | 3 | C | M20 Nut | N/A | N/A | 2 | SEE NOTE 1 | EA | N | (enter per project) | 400360 | NUT, HEAVY HEX, M20X2.50 | N/A | N/A | N/A | 0 | 1 | SELECT 304/316 in B1 | NUT, HEAVY HEX, M20X2.50 | Will calculate when Qty/Dwg and Inst/Grp have values
S543-3 | 7 | D | M20 BOLTS | N/A | N/A | 2 | SEE NOTE 1 | EA | N | (enter per project) | 401122 | BOLT, HEAVY HEX HEAD, STRUCTURAL, M20X2.50 X 55 | N/A | N/A | N/A | 0 | 1 | SELECT 304/316 in B1 | BOLT, HEAVY HEX HEAD, STRUCTURAL, M20X2.50 X 55 | Will calculate when Qty/Dwg and Inst/Grp have values
S543-3 | 7 | E | M20 Washer | N/A | N/A | 2 | SEE NOTE 1 | EA | N | (enter per project) | 398319 | FLAT WASHER, STRUCTURAL, M20 | N/A | N/A | N/A | 0 | 1 | SELECT 304/316 in B1 | FLAT WASHER, STRUCTURAL, M20 | Will calculate when Qty/Dwg and Inst/Grp have values
S543-3 | 7 | F | M20 Nut | N/A | N/A | 2 | SEE NOTE 1 | EA | N | (enter per project) | 400360 | NUT, HEAVY HEX, M20X2.50 | N/A | N/A | N/A | 0 | 1 | SELECT 304/316 in B1 | NUT, HEAVY HEX, M20X2.50 | Will calculate when Qty/Dwg and Inst/Grp have values
S543-3 | 8 | G | 6Ø X 60 LONG CONC. SCREW ANCHORS (STAINLESS STEEL) WITH PHILLIPS OVAL HEAD | N/A | N/A | 2 | (manual entry per project) | EA | Y | (enter per project) | 504961 | EXPANSION ANCHOR, HILTI KWIK BOLT TZ2, 1/4 X 2 1/2 LG, CW/1 HEX NUT & 1 FLAT WASHER | N/A | N/A | N/A | 0 | 1 | SELECT 304/316 in B1 | EXPANSION ANCHOR, HILTI KWIK BOLT TZ2, 1/4 X 2 1/2 LG, CW/1 HEX NUT & 1 FLAT WASHER | Will calculate when Qty/Dwg and Inst/Grp have values
NOTE 1: | Quantity depends total number of stair pans as per project

## S545-1
PICK MAT'L | 304 or 316
DWG Number | Detail Number | Item Callout | Description on DWG | Measure Value | Measure Units | Quantity per DWG | Instances per Group | Qty UOM | WWID Item Different from Original on DWG | Remark | WWID Raw | WWID Description Raw | X DIMENSION | Y DIMENSION | ITEM VARIANT GROUP | DATABASE | SHEET NUMBER | WWID | WWID Description | Total Qty per Group
S545-1 | [8 empty] | (enter on standard) | (enter per project) | [7 empty] | SELECT 304/316 in B1 | ERROR IN WWID OR Measure Units | Qty/Dwg and Inst/Grp need to be non-zero
NOTE: | Drawing is obsoleted due to Deck Lok being out of business

## S546-2
PICK MAT'L | 304 or 316
DWG Number | Detail Number | Item Callout | Description on DWG | Measure Value | Measure Units | Quantity per DWG | Instances per Group | Qty UOM | WWID Item Different from Original on DWG | Remark | WWID Raw | WWID Description Raw | X DIMENSION | Y DIMENSION | ITEM VARIANT GROUP | DATABASE | SHEET NUMBER | WWID | WWID Description | Total Qty per Group
S546-2 | [8 empty] | (enter on standard) | (enter per project) | [7 empty] | SELECT 304/316 in B1 | ERROR IN WWID OR Measure Units | Qty/Dwg and Inst/Grp need to be non-zero
NOTE: | Drawing is obsoleted due to Deck Lok being out of business

## S547-1
PICK MAT'L | 304 or 316
DWG Number | Detail Number | Item Callout | Description on DWG | Measure Value | Measure Units | Quantity per DWG | Instances per Group | Qty UOM | WWID Item Different from Original on DWG | Remark | WWID Raw | WWID Description Raw | X DIMENSION | Y DIMENSION | ITEM VARIANT GROUP | DATABASE | SHEET NUMBER | WWID | WWID Description | Total Qty per Group
S547-1 | 14 | A | M10 BOLT | N/A | N/A | 1 | NOTE 1 | EA | N | (enter per project) | 407801 | BOLT, HEX HEAD, M10X1.5 X 80, FT | N/A | N/A | N/A | 0 | 1 | SELECT 304/316 in B1 | BOLT, HEX HEAD, M10X1.5 X 80, FT | Will calculate when Qty/Dwg and Inst/Grp have values
S547-1 | 14 | B | M10 Washer | N/A | N/A | 1 | NOTE 1 | EA | N | (enter per project) | 406476 | WASHER, M10, 10.5 ID X 20 OD X 2 THK | N/A | N/A | N/A | 0 | 1 | SELECT 304/316 in B1 | WASHER, M10, 10.5 ID X 20 OD X 2 THK | Will calculate when Qty/Dwg and Inst/Grp have values
S547-1 | 14 | C | M10 Nut | N/A | N/A | 1 | NOTE 1 | EA | N | (enter per project) | 358215 | NUT, HEX, STYLE 1, M10 X 1.5 | N/A | N/A | N/A | 0 | 1 | SELECT 304/316 in B1 | NUT, HEX, STYLE 1, M10 X 1.5 | Will calculate when Qty/Dwg and Inst/Grp have values
S547-1 | 18B | D | M12 x 76 LONG BOLT | N/A | N/A | 2 | (manual entry per project) | EA | N | (enter per project) | 476673 | BOLT, HEAVY HEX HEAD, STRUCTURAL, M12 X 1.75 X 75 | N/A | N/A | N/A | 0 | 1 | SELECT 304/316 in B1 | BOLT, HEAVY HEX HEAD, STRUCTURAL, M12 X 1.75 X 75 | Will calculate when Qty/Dwg and Inst/Grp have values
S547-1 | 18B | E | M12 Washer | N/A | N/A | 2 | (manual entry per project) | EA | N | (enter per project) | 407723 | FLAT WASHER, SERIES N, M12 | N/A | N/A | N/A | 0 | 1 | SELECT 304/316 in B1 | FLAT WASHER, SERIES N, M12 | Will calculate when Qty/Dwg and Inst/Grp have values
S547-1 | 18B | F | M12 Nut | N/A | N/A | 2 | (manual entry per project) | EA | N | (enter per project) | 475116 | NUT, HEAVY HEX, STRUCTURAL, DC, M12 X 1.75 | N/A | N/A | N/A | 0 | 1 | SELECT 304/316 in B1 | NUT, HEAVY HEX, STRUCTURAL, DC, M12 X 1.75 | Will calculate when Qty/Dwg and Inst/Grp have values
NOTE 1: | Depends on number of railing panels used as per project
NOTE 2: | Drawing may relate to Deck Lok and thus be obsolete. Confirm with Chris before using.
NOTE 3: | 475116 is not released in the system

## S548-1
PICK MAT'L | 304 or 316
DWG Number | Detail Number | Item Callout | Description on DWG | Measure Value | Measure Units | Quantity per DWG | Instances per Group | Qty UOM | WWID Item Different from Original on DWG | Remark | WWID Raw | WWID Description Raw | X DIMENSION | Y DIMENSION | ITEM VARIANT GROUP | DATABASE | SHEET NUMBER | WWID | WWID Description | Total Qty per Group
S548-1 | 21 | A | 50x50x6 FRP ANGLE | SEE NOTE 2 | IN | 1 | NOTE 1 | EA | N | (enter per project) | 495283 | [M] ANGLE, L50X50X6 | N/A | N/A | FRP | FRP | 1 | SELECT 304/316 in B1 | ( SEE NOTE 2 IN of ) [M] ANGLE, L50X50X6 | Will calculate when Qty/Dwg and Inst/Grp have values
NOTE 1: | Drawing is obsoleted due to Deck Lok being out of business
NOTE 2: | Depends on length of deck as per project

## S550-1
PICK MAT'L | 304 or 316
DWG Number | Detail Number | Item Callout | Description on DWG | Measure Value | Measure Units | Quantity per DWG | Instances per Group | Qty UOM | WWID Item Different from Original on DWG | Remark | WWID Raw | WWID Description Raw | X DIMENSION | Y DIMENSION | ITEM VARIANT GROUP | DATABASE | SHEET NUMBER | WWID | WWID Description | Total Qty per Group
S550-1 | 1 | A | M20 BOLTS | N/A | N/A | 4 | (manual entry per project) | EA | N | (enter per project) | 401121 | BOLT, HEAVY HEX HEAD, STRUCTURAL, M20X2.50 X 50 | N/A | N/A | N/A | 0 | 1 | SELECT 304/316 in B1 | BOLT, HEAVY HEX HEAD, STRUCTURAL, M20X2.50 X 50 | Will calculate when Qty/Dwg and Inst/Grp have values
S550-1 | 1 | B | M20 WASHERS | N/A | N/A | 4 | (manual entry per project) | EA | N | (enter per project) | 406480 | WASHER, M20, 21 ID X 37 OD X 3 THK | N/A | N/A | N/A | 0 | 1 | SELECT 304/316 in B1 | WASHER, M20, 21 ID X 37 OD X 3 THK | Will calculate when Qty/Dwg and Inst/Grp have values
S550-1 | 1 | C | M20 NUTS | N/A | N/A | 4 | (manual entry per project) | EA | N | (enter per project) | 406581 | HEXAGON NUT, M20 - 8Z - TZN | N/A | N/A | N/A | 0 | 1 | SELECT 304/316 in B1 | HEXAGON NUT, M20 - 8Z - TZN | Will calculate when Qty/Dwg and Inst/Grp have values
S550-1 | 2 | D | A325 M 20 BOLTS x 90 LONG | N/A | N/A | 4 | (manual entry per project) | EA | N | (enter per project) | 401129 | BOLT, HEAVY HEX HEAD, STRUCTURAL, M20X2.50 X 90 | N/A | N/A | N/A | 0 | 1 | SELECT 304/316 in B1 | BOLT, HEAVY HEX HEAD, STRUCTURAL, M20X2.50 X 90 | Will calculate when Qty/Dwg and Inst/Grp have values
S550-1 | 2 | E | M20 Washer | N/A | N/A | 4 | (manual entry per project) | EA | N | (enter per project) | 406480 | WASHER, M20, 21 ID X 37 OD X 3 THK | N/A | N/A | N/A | 0 | 1 | SELECT 304/316 in B1 | WASHER, M20, 21 ID X 37 OD X 3 THK | Will calculate when Qty/Dwg and Inst/Grp have values
S550-1 | 2 | F | M20 Nut | N/A | N/A | 4 | (manual entry per project) | EA | N | (enter per project) | 406581 | HEXAGON NUT, M20 - 8Z - TZN | N/A | N/A | N/A | 0 | 1 | SELECT 304/316 in B1 | HEXAGON NUT, M20 - 8Z - TZN | Will calculate when Qty/Dwg and Inst/Grp have values
S550-1 | 3 | G | M20 BOLTS | N/A | N/A | 2 | (manual entry per project) | EA | N | (enter per project) | 401121 | BOLT, HEAVY HEX HEAD, STRUCTURAL, M20X2.50 X 50 | N/A | N/A | N/A | 0 | 1 | SELECT 304/316 in B1 | BOLT, HEAVY HEX HEAD, STRUCTURAL, M20X2.50 X 50 | Will calculate when Qty/Dwg and Inst/Grp have values
S550-1 | 3 | H | M20 WASHERS | N/A | N/A | 2 | (manual entry per project) | EA | N | (enter per project) | 406480 | WASHER, M20, 21 ID X 37 OD X 3 THK | N/A | N/A | N/A | 0 | 1 | SELECT 304/316 in B1 | WASHER, M20, 21 ID X 37 OD X 3 THK | Will calculate when Qty/Dwg and Inst/Grp have values
S550-1 | 3 | J | M20 NUTS | N/A | N/A | 2 | (manual entry per project) | EA | N | (enter per project) | 406581 | HEXAGON NUT, M20 - 8Z - TZN | N/A | N/A | N/A | 0 | 1 | SELECT 304/316 in B1 | HEXAGON NUT, M20 - 8Z - TZN | Will calculate when Qty/Dwg and Inst/Grp have values
S550-1 | 4 | K | M20 BOLTS | N/A | N/A | SEE NOTE 2 | (manual entry per project) | EA | N | (enter per project) | 401121 | BOLT, HEAVY HEX HEAD, STRUCTURAL, M20X2.50 X 50 | N/A | N/A | N/A | 0 | 1 | SELECT 304/316 in B1 | BOLT, HEAVY HEX HEAD, STRUCTURAL, M20X2.50 X 50 | Will calculate when Qty/Dwg and Inst/Grp have values
S550-1 | 4 | L | M20 WASHERS | N/A | N/A | SEE NOTE 2 | (manual entry per project) | EA | N | (enter per project) | 406480 | WASHER, M20, 21 ID X 37 OD X 3 THK | N/A | N/A | N/A | 0 | 1 | SELECT 304/316 in B1 | WASHER, M20, 21 ID X 37 OD X 3 THK | Will calculate when Qty/Dwg and Inst/Grp have values
S550-1 | 4 | M | M20 NUTS | N/A | N/A | SEE NOTE 2 | (manual entry per project) | EA | N | (enter per project) | 406581 | HEXAGON NUT, M20 - 8Z - TZN | N/A | N/A | N/A | 0 | 1 | SELECT 304/316 in B1 | HEXAGON NUT, M20 - 8Z - TZN | Will calculate when Qty/Dwg and Inst/Grp have values
S550-1 | 5 | N | M20 BOLTS | N/A | N/A | 2 | (manual entry per project) | EA | N | (enter per project) | 401121 | BOLT, HEAVY HEX HEAD, STRUCTURAL, M20X2.50 X 50 | N/A | N/A | N/A | 0 | 1 | SELECT 304/316 in B1 | BOLT, HEAVY HEX HEAD, STRUCTURAL, M20X2.50 X 50 | Will calculate when Qty/Dwg and Inst/Grp have values
S550-1 | 5 | P | M20 WASHERS | N/A | N/A | 2 | (manual entry per project) | EA | N | (enter per project) | 406480 | WASHER, M20, 21 ID X 37 OD X 3 THK | N/A | N/A | N/A | 0 | 1 | SELECT 304/316 in B1 | WASHER, M20, 21 ID X 37 OD X 3 THK | Will calculate when Qty/Dwg and Inst/Grp have values
S550-1 | 5 | Q | M20 NUTS | N/A | N/A | 2 | (manual entry per project) | EA | N | (enter per project) | 406581 | HEXAGON NUT, M20 - 8Z - TZN | N/A | N/A | N/A | 0 | 1 | SELECT 304/316 in B1 | HEXAGON NUT, M20 - 8Z - TZN | Will calculate when Qty/Dwg and Inst/Grp have values
S550-1 | 6 | R | M20 BOLTS | N/A | N/A | 1 | (manual entry per project) | EA | N | (enter per project) | 401121 | BOLT, HEAVY HEX HEAD, STRUCTURAL, M20X2.50 X 50 | N/A | N/A | N/A | 0 | 1 | SELECT 304/316 in B1 | BOLT, HEAVY HEX HEAD, STRUCTURAL, M20X2.50 X 50 | Will calculate when Qty/Dwg and Inst/Grp have values
S550-1 | 6 | S | M20 WASHERS | N/A | N/A | 1 | (manual entry per project) | EA | N | (enter per project) | 406480 | WASHER, M20, 21 ID X 37 OD X 3 THK | N/A | N/A | N/A | 0 | 1 | SELECT 304/316 in B1 | WASHER, M20, 21 ID X 37 OD X 3 THK | Will calculate when Qty/Dwg and Inst/Grp have values
S550-1 | 6 | T | M20 NUTS | N/A | N/A | 1 | (manual entry per project) | EA | N | (enter per project) | 406581 | HEXAGON NUT, M20 - 8Z - TZN | N/A | N/A | N/A | 0 | 1 | SELECT 304/316 in B1 | HEXAGON NUT, M20 - 8Z - TZN | Will calculate when Qty/Dwg and Inst/Grp have values
NOTE 1: | Same bolt hardware is to be used for various connection types, need to determine how many to use overall for project
NOTE 2: | Depends on size of structural section

## S551-2
PICK MAT'L | 304 or 316
DWG Number | Detail Number | Item Callout | Description on DWG | Measure Value | Measure Units | Quantity per DWG | Instances per Group | Qty UOM | WWID Item Different from Original on DWG | Remark | WWID Raw | WWID Description Raw | X DIMENSION | Y DIMENSION | ITEM VARIANT GROUP | DATABASE | SHEET NUMBER | WWID | WWID Description | Total Qty per Group
S551-2 | 1 | A | M20 BOLT | N/A | N/A | REF | REF | EA | N | (enter per project) | 401121 | BOLT, HEAVY HEX HEAD, STRUCTURAL, M20X2.50 X 50 | N/A | N/A | N/A | 0 | 1 | SELECT 304/316 in B1 | BOLT, HEAVY HEX HEAD, STRUCTURAL, M20X2.50 X 50 | Will calculate when Qty/Dwg and Inst/Grp have values
S551-2 | 1 | B | NUT | N/A | N/A | REF | REF | EA | N | (enter per project) | 406581 | HEXAGON NUT, M20 - 8Z - TZN | N/A | N/A | N/A | 0 | 1 | SELECT 304/316 in B1 | HEXAGON NUT, M20 - 8Z - TZN | Will calculate when Qty/Dwg and Inst/Grp have values
S551-2 | 1 | C | WASHER | N/A | N/A | REF | REF | EA | N | (enter per project) | 406480 | WASHER, M20, 21 ID X 37 OD X 3 THK | N/A | N/A | N/A | 0 | 1 | SELECT 304/316 in B1 | WASHER, M20, 21 ID X 37 OD X 3 THK | Will calculate when Qty/Dwg and Inst/Grp have values
S551-2 | 2 | D | M20 BOLT | N/A | N/A | REF | REF | EA | N | (enter per project) | 401121 | BOLT, HEAVY HEX HEAD, STRUCTURAL, M20X2.50 X 50 | N/A | N/A | N/A | 0 | 1 | SELECT 304/316 in B1 | BOLT, HEAVY HEX HEAD, STRUCTURAL, M20X2.50 X 50 | Will calculate when Qty/Dwg and Inst/Grp have values
S551-2 | 2 | E | NUT | N/A | N/A | REF | REF | EA | N | (enter per project) | 406581 | HEXAGON NUT, M20 - 8Z - TZN | N/A | N/A | N/A | 0 | 1 | SELECT 304/316 in B1 | HEXAGON NUT, M20 - 8Z - TZN | Will calculate when Qty/Dwg and Inst/Grp have values
S551-2 | 2 | F | WASHER | N/A | N/A | REF | REF | EA | N | (enter per project) | 406480 | WASHER, M20, 21 ID X 37 OD X 3 THK | N/A | N/A | N/A | 0 | 1 | SELECT 304/316 in B1 | WASHER, M20, 21 ID X 37 OD X 3 THK | Will calculate when Qty/Dwg and Inst/Grp have values
S551-2 | 3A | G | M20 BOLT | N/A | N/A | REF | REF | EA | N | (enter per project) | 401121 | BOLT, HEAVY HEX HEAD, STRUCTURAL, M20X2.50 X 50 | N/A | N/A | N/A | 0 | 1 | SELECT 304/316 in B1 | BOLT, HEAVY HEX HEAD, STRUCTURAL, M20X2.50 X 50 | Will calculate when Qty/Dwg and Inst/Grp have values
S551-2 | 3A | H | NUT | N/A | N/A | REF | REF | EA | N | (enter per project) | 406581 | HEXAGON NUT, M20 - 8Z - TZN | N/A | N/A | N/A | 0 | 1 | SELECT 304/316 in B1 | HEXAGON NUT, M20 - 8Z - TZN | Will calculate when Qty/Dwg and Inst/Grp have values
S551-2 | 3A | J | WASHER | N/A | N/A | REF | REF | EA | N | (enter per project) | 406480 | WASHER, M20, 21 ID X 37 OD X 3 THK | N/A | N/A | N/A | 0 | 1 | SELECT 304/316 in B1 | WASHER, M20, 21 ID X 37 OD X 3 THK | Will calculate when Qty/Dwg and Inst/Grp have values
S551-2 | 6 | K | M20 BOLT | N/A | N/A | REF | REF | EA | N | (enter per project) | 401121 | BOLT, HEAVY HEX HEAD, STRUCTURAL, M20X2.50 X 50 | N/A | N/A | N/A | 0 | 1 | SELECT 304/316 in B1 | BOLT, HEAVY HEX HEAD, STRUCTURAL, M20X2.50 X 50 | Will calculate when Qty/Dwg and Inst/Grp have values
S551-2 | 6 | L | NUT | N/A | N/A | REF | REF | EA | N | (enter per project) | 406581 | HEXAGON NUT, M20 - 8Z - TZN | N/A | N/A | N/A | 0 | 1 | SELECT 304/316 in B1 | HEXAGON NUT, M20 - 8Z - TZN | Will calculate when Qty/Dwg and Inst/Grp have values
S551-2 | 6 | M | WASHER | N/A | N/A | REF | REF | EA | N | (enter per project) | 406480 | WASHER, M20, 21 ID X 37 OD X 3 THK | N/A | N/A | N/A | 0 | 1 | SELECT 304/316 in B1 | WASHER, M20, 21 ID X 37 OD X 3 THK | Will calculate when Qty/Dwg and Inst/Grp have values
NOTE 1: | All items are structural hardware

## S555-1
PICK MAT'L | 304 or 316
DWG Number | Detail Number | Item Callout | Description on DWG | Measure Value | Measure Units | Quantity per DWG | Instances per Group | Qty UOM | WWID Item Different from Original on DWG | Remark | WWID Raw | WWID Description Raw | X DIMENSION | Y DIMENSION | ITEM VARIANT GROUP | DATABASE | SHEET NUMBER | WWID | WWID Description | Total Qty per Group
S555-1 | 3 | A | M20 BOLT | N/A | N/A | REF | REF | EA | N | (enter per project) | 406169 | HEXAGON HEAD SCREW, M20 X 50 - 8.8 | N/A | N/A | N/A | 0 | 1 | SELECT 304/316 in B1 | HEXAGON HEAD SCREW, M20 X 50 - 8.8 | Will calculate when Qty/Dwg and Inst/Grp have values
S555-1 | 3 | B | WASHER | N/A | N/A | REF | REF | EA | N | (enter per project) | 406480 | WASHER, M20, 21 ID X 37 OD X 3 THK | N/A | N/A | N/A | 0 | 1 | SELECT 304/316 in B1 | WASHER, M20, 21 ID X 37 OD X 3 THK | Will calculate when Qty/Dwg and Inst/Grp have values
S555-1 | 3 | C | NUT | N/A | N/A | REF | REF | EA | N | (enter per project) | 406581 | HEXAGON NUT, M20 - 8Z - TZN | N/A | N/A | N/A | 0 | 1 | SELECT 304/316 in B1 | HEXAGON NUT, M20 - 8Z - TZN | Will calculate when Qty/Dwg and Inst/Grp have values
S555-1 | 3 | D | 50x50x6mm FRP ANGLE | ? | MM | 1/BEAM OR CHANNEL | (manual entry per project) | EA | N | (enter per project) | 495283 | [M] ANGLE, L50X50X6 | N/A | N/A | N/A | 0 | 1 | SELECT 304/316 in B1 | ( ? MM of ) [M] ANGLE, L50X50X6 | Will calculate when Qty/Dwg and Inst/Grp have values
S555-1 | 3A | E | M6 x 32mm LG. SOCKET HEAD CAP SCREW | N/A | N/A | REF | REF | EA | N | (enter per project) | 516265 / 337145 | CAP SCREW, HEX SOCKET HEAD, M6 X 1 X 35 | N/A | N/A | T-1800 | 0 | 1 | SELECT 304/316 in B1 | ( 304 or 316 SS of ) CAP SCREW, HEX SOCKET HEAD, M6 X 1 X 35 | Will calculate when Qty/Dwg and Inst/Grp have values
S555-1 | 3A | F | SS WASHER | N/A | N/A | REF | REF | EA | N | (enter per project) | 470267 | FLAT WASHER, NORMAL SERIES, M6 (6.4 ID X 12 OD X 1.6 THK) | N/A | N/A | T-1800 | 0 | 1 | SELECT 304/316 in B1 | FLAT WASHER, NORMAL SERIES, M6 (6.4 ID X 12 OD X 1.6 THK) | Will calculate when Qty/Dwg and Inst/Grp have values
S555-1 | 3A | G | NYLOCK | N/A | N/A | REF | REF | EA | N | (enter per project) | 475500 | LOCK NUT, HEXAGON, REGULAR, NON-METALLIC INSERT, M6 X 1 | N/A | N/A | T-1800 | 0 | 1 | SELECT 304/316 in B1 | LOCK NUT, HEXAGON, REGULAR, NON-METALLIC INSERT, M6 X 1 | Will calculate when Qty/Dwg and Inst/Grp have values
S555-1 | 3A | H | SS HOLD-DOWN | N/A | N/A | 1/CAP SCREW | (manual entry per project) | EA | N | (enter per project) | 352445 | INSERT CLIP, PANEL HOLD DOWN, T-1800 | N/A | N/A | T-1800 | 0 | 1 | SELECT 304/316 in B1 | INSERT CLIP, PANEL HOLD DOWN, T-1800 | Will calculate when Qty/Dwg and Inst/Grp have values
S555-1 | 3A | J | M12 BOLT | N/A | N/A | REF | REF | EA | N | (enter per project) | 406108 | HEXAGON HEAD SCREW, M12 X 30 - 8.8 | N/A | N/A | N/A | 0 | 1 | SELECT 304/316 in B1 | HEXAGON HEAD SCREW, M12 X 30 - 8.8 | Will calculate when Qty/Dwg and Inst/Grp have values
S555-1 | 3A | K | WASHER | N/A | N/A | REF | REF | EA | N | (enter per project) | 406477 | WASHER, M12, 13 ID X 24 OD X 2.5 THK | N/A | N/A | N/A | 0 | 1 | SELECT 304/316 in B1 | WASHER, M12, 13 ID X 24 OD X 2.5 THK | Will calculate when Qty/Dwg and Inst/Grp have values
S555-1 | 3A | L | NUT | N/A | N/A | REF | REF | EA | N | (enter per project) | 406577 | HEXAGON NUT, M12 - 8Z - TZN | N/A | N/A | N/A | 0 | 1 | SELECT 304/316 in B1 | HEXAGON NUT, M12 - 8Z - TZN | Will calculate when Qty/Dwg and Inst/Grp have values
S555-1 | 3 | M | M12 BOLT | N/A | N/A | REF | REF | EA | N | (enter per project) | 406108 | HEXAGON HEAD SCREW, M12 X 30 - 8.8 | N/A | N/A | N/A | 0 | 1 | SELECT 304/316 in B1 | HEXAGON HEAD SCREW, M12 X 30 - 8.8 | Will calculate when Qty/Dwg and Inst/Grp have values
S555-1 | 3 | N | WASHER | N/A | N/A | REF | REF | EA | N | (enter per project) | 406477 | WASHER, M12, 13 ID X 24 OD X 2.5 THK | N/A | N/A | N/A | 0 | 1 | SELECT 304/316 in B1 | WASHER, M12, 13 ID X 24 OD X 2.5 THK | Will calculate when Qty/Dwg and Inst/Grp have values
S555-1 | 3 | P | NUT | N/A | N/A | REF | REF | EA | N | (enter per project) | 406577 | HEXAGON NUT, M12 - 8Z - TZN | N/A | N/A | N/A | 0 | 1 | SELECT 304/316 in B1 | HEXAGON NUT, M12 - 8Z - TZN | Will calculate when Qty/Dwg and Inst/Grp have values
S555-1 | 3 | Q | M6 x 32mm LG. SOCKET HEAD CAP SCREW | N/A | N/A | 15 | (manual entry per project) | EA | N | (enter per project) | 516265 / 337145 | CAP SCREW, HEX SOCKET HEAD, M6 X 1 X 35 | N/A | N/A | N/A | 0 | 1 | SELECT 304/316 in B1 | ( 304 or 316 SS of ) CAP SCREW, HEX SOCKET HEAD, M6 X 1 X 35 | Will calculate when Qty/Dwg and Inst/Grp have values
S555-1 | 3 | R | WASHER | N/A | N/A | 15 | (manual entry per project) | EA | N | (enter per project) | 470267 | FLAT WASHER, NORMAL SERIES, M6 (6.4 ID X 12 OD X 1.6 THK) | N/A | N/A | N/A | 0 | 1 | SELECT 304/316 in B1 | FLAT WASHER, NORMAL SERIES, M6 (6.4 ID X 12 OD X 1.6 THK) | Will calculate when Qty/Dwg and Inst/Grp have values
S555-1 | 3 | S | NUT | N/A | N/A | 15 | (manual entry per project) | EA | N | (enter per project) | 475500 | LOCK NUT, HEXAGON, REGULAR, NON-METALLIC INSERT, M6 X 1 | N/A | N/A | N/A | 0 | 1 | SELECT 304/316 in B1 | LOCK NUT, HEXAGON, REGULAR, NON-METALLIC INSERT, M6 X 1 | Will calculate when Qty/Dwg and Inst/Grp have values
S555-1 | 4 | T | M12 BOLT | N/A | N/A | REF | REF | EA | N | (enter per project) | 406108 | HEXAGON HEAD SCREW, M12 X 30 - 8.8 | N/A | N/A | N/A | 0 | 1 | SELECT 304/316 in B1 | HEXAGON HEAD SCREW, M12 X 30 - 8.8 | Will calculate when Qty/Dwg and Inst/Grp have values
S555-1 | 4 | U | WASHER | N/A | N/A | REF | REF | EA | N | (enter per project) | 406477 | WASHER, M12, 13 ID X 24 OD X 2.5 THK | N/A | N/A | N/A | 0 | 1 | SELECT 304/316 in B1 | WASHER, M12, 13 ID X 24 OD X 2.5 THK | Will calculate when Qty/Dwg and Inst/Grp have values
S555-1 | 4 | V | NUT | N/A | N/A | REF | REF | EA | N | (enter per project) | 406577 | HEXAGON NUT, M12 - 8Z - TZN | N/A | N/A | N/A | 0 | 1 | SELECT 304/316 in B1 | HEXAGON NUT, M12 - 8Z - TZN | Will calculate when Qty/Dwg and Inst/Grp have values
S555-1 | 5, 6 | W | M12 BOLT | N/A | N/A | REF | REF | EA | N | (enter per project) | 406108 | HEXAGON HEAD SCREW, M12 X 30 - 8.8 | N/A | N/A | N/A | 0 | 1 | SELECT 304/316 in B1 | HEXAGON HEAD SCREW, M12 X 30 - 8.8 | Will calculate when Qty/Dwg and Inst/Grp have values
S555-1 | 5, 6 | X | WASHER | N/A | N/A | REF | REF | EA | N | (enter per project) | 406477 | WASHER, M12, 13 ID X 24 OD X 2.5 THK | N/A | N/A | N/A | 0 | 1 | SELECT 304/316 in B1 | WASHER, M12, 13 ID X 24 OD X 2.5 THK | Will calculate when Qty/Dwg and Inst/Grp have values
S555-1 | 5, 6 | Y | NUT | N/A | N/A | REF | REF | EA | N | (enter per project) | 406577 | HEXAGON NUT, M12 - 8Z - TZN | N/A | N/A | N/A | 0 | 1 | SELECT 304/316 in B1 | HEXAGON NUT, M12 - 8Z - TZN | Will calculate when Qty/Dwg and Inst/Grp have values
NOTE 1: | Cut length of item D, 495283, depends on length of beam/channel it is attached to
NOTE 2: | See blueline notes for details on items Q,R,S

## S556-2
PICK MAT'L | 304 or 316
DWG Number | Detail Number | Item Callout | Description on DWG | Measure Value | Measure Units | Quantity per DWG | Instances per Group | Qty UOM | WWID Item Different from Original on DWG | Remark | WWID Raw | WWID Description Raw | X DIMENSION | Y DIMENSION | ITEM VARIANT GROUP | DATABASE | SHEET NUMBER | WWID | WWID Description | Total Qty per Group
S556-2 | 8 | A | M12 BOLT | N/A | N/A | REF | REF | EA | N | (enter per project) | 406108 | HEXAGON HEAD SCREW, M12 X 30 - 8.8 | N/A | N/A | N/A | 0 | 2 | SELECT 304/316 in B1 | HEXAGON HEAD SCREW, M12 X 30 - 8.8 | Will calculate when Qty/Dwg and Inst/Grp have values
S556-2 | 8 | B | WASHER | N/A | N/A | REF | REF | EA | N | (enter per project) | 406477 | WASHER, M12, 13 ID X 24 OD X 2.5 THK | N/A | N/A | N/A | 0 | 2 | SELECT 304/316 in B1 | WASHER, M12, 13 ID X 24 OD X 2.5 THK | Will calculate when Qty/Dwg and Inst/Grp have values
S556-2 | 8 | C | NUT | N/A | N/A | REF | REF | EA | N | (enter per project) | 406577 | HEXAGON NUT, M12 - 8Z - TZN | N/A | N/A | N/A | 0 | 2 | SELECT 304/316 in B1 | HEXAGON NUT, M12 - 8Z - TZN | Will calculate when Qty/Dwg and Inst/Grp have values
S556-2 | 10A | D | M10 BOLT | N/A | N/A | REF | REF | EA | N | (enter per project) | 406098 | HEXAGON HEAD SCREW, M10 X 60 - 8.8 - TZN. MUST USE OVERSIZED NUTS 8Z - TZN | N/A | N/A | N/A | 0 | 2 | SELECT 304/316 in B1 | HEXAGON HEAD SCREW, M10 X 60 - 8.8 - TZN. MUST USE OVERSIZED NUTS 8Z - TZN | Will calculate when Qty/Dwg and Inst/Grp have values
S556-2 | 10A | E | WASHER | N/A | N/A | REF | REF | EA | N | (enter per project) | 406476 | WASHER, M10, 10.5 ID X 20 OD X 2 THK | N/A | N/A | N/A | 0 | 2 | SELECT 304/316 in B1 | WASHER, M10, 10.5 ID X 20 OD X 2 THK | Will calculate when Qty/Dwg and Inst/Grp have values
S556-2 | 10A | F | NUT | N/A | N/A | REF | REF | EA | N | (enter per project) | 406576 | HEXAGON NUT, M10 - 8Z - TZN | N/A | N/A | N/A | 0 | 2 | SELECT 304/316 in B1 | HEXAGON NUT, M10 - 8Z - TZN | Will calculate when Qty/Dwg and Inst/Grp have values
S556-2 | 10A | G | M12 x 60mm LONG BOLT | N/A | N/A | REF | REF | EA | N | (enter per project) | 406114 | HEXAGON HEAD BOLT, M12 X 60 - 8.8 | N/A | N/A | N/A | 0 | 2 | SELECT 304/316 in B1 | HEXAGON HEAD BOLT, M12 X 60 - 8.8 | Will calculate when Qty/Dwg and Inst/Grp have values
S556-2 | 10A | H | WASHER | N/A | N/A | REF | REF | EA | N | (enter per project) | 406477 | WASHER, M12, 13 ID X 24 OD X 2.5 THK | N/A | N/A | N/A | 0 | 2 | SELECT 304/316 in B1 | WASHER, M12, 13 ID X 24 OD X 2.5 THK | Will calculate when Qty/Dwg and Inst/Grp have values
S556-2 | 10A | J | NUT | N/A | N/A | REF | REF | EA | N | (enter per project) | 406577 | HEXAGON NUT, M12 - 8Z - TZN | N/A | N/A | N/A | 0 | 2 | SELECT 304/316 in B1 | HEXAGON NUT, M12 - 8Z - TZN | Will calculate when Qty/Dwg and Inst/Grp have values
S556-2 | 11 | K | M20 BOLT | N/A | N/A | REF | REF | EA | N | (enter per project) | 406169 | HEXAGON HEAD SCREW, M20 X 50 - 8.8 | N/A | N/A | N/A | 0 | 2 | SELECT 304/316 in B1 | HEXAGON HEAD SCREW, M20 X 50 - 8.8 | Will calculate when Qty/Dwg and Inst/Grp have values
S556-2 | 11 | L | WASHER | N/A | N/A | REF | REF | EA | N | (enter per project) | 406480 | WASHER, M20, 21 ID X 37 OD X 3 THK | N/A | N/A | N/A | 0 | 2 | SELECT 304/316 in B1 | WASHER, M20, 21 ID X 37 OD X 3 THK | Will calculate when Qty/Dwg and Inst/Grp have values
S556-2 | 11 | M | NUT | N/A | N/A | REF | REF | EA | N | (enter per project) | 406581 | HEXAGON NUT, M20 - 8Z - TZN | N/A | N/A | N/A | 0 | 2 | SELECT 304/316 in B1 | HEXAGON NUT, M20 - 8Z - TZN | Will calculate when Qty/Dwg and Inst/Grp have values
S556-2 | 12 | N | M10 BOLT | N/A | N/A | REF | REF | EA | N | (enter per project) | 406098 | HEXAGON HEAD SCREW, M10 X 60 - 8.8 - TZN. MUST USE OVERSIZED NUTS 8Z - TZN | N/A | N/A | N/A | 0 | 2 | SELECT 304/316 in B1 | HEXAGON HEAD SCREW, M10 X 60 - 8.8 - TZN. MUST USE OVERSIZED NUTS 8Z - TZN | Will calculate when Qty/Dwg and Inst/Grp have values
S556-2 | 12 | P | WASHER | N/A | N/A | REF | REF | EA | N | (enter per project) | 406476 | WASHER, M10, 10.5 ID X 20 OD X 2 THK | N/A | N/A | N/A | 0 | 2 | SELECT 304/316 in B1 | WASHER, M10, 10.5 ID X 20 OD X 2 THK | Will calculate when Qty/Dwg and Inst/Grp have values
S556-2 | 12 | Q | NUT | N/A | N/A | REF | REF | EA | N | (enter per project) | 406576 | HEXAGON NUT, M10 - 8Z - TZN | N/A | N/A | N/A | 0 | 2 | SELECT 304/316 in B1 | HEXAGON NUT, M10 - 8Z - TZN | Will calculate when Qty/Dwg and Inst/Grp have values
S556-2 | 8 | R | M6 SCREW | N/A | N/A | 5 | (manual entry per project) | EA | N | (enter per project) | 516265 / 337145 | CAP SCREW, HEX SOCKET HEAD, M6 X 1 X 35 | N/A | N/A | N/A | 0 | 2 | SELECT 304/316 in B1 | ( 304 or 316 SS of ) CAP SCREW, HEX SOCKET HEAD, M6 X 1 X 35 | Will calculate when Qty/Dwg and Inst/Grp have values
S556-2 | 8 | S | WASHER | N/A | N/A | 5 | (manual entry per project) | EA | N | (enter per project) | 470267 | FLAT WASHER, NORMAL SERIES, M6 (6.4 ID X 12 OD X 1.6 THK) | N/A | N/A | N/A | 0 | 2 | SELECT 304/316 in B1 | FLAT WASHER, NORMAL SERIES, M6 (6.4 ID X 12 OD X 1.6 THK) | Will calculate when Qty/Dwg and Inst/Grp have values
S556-2 | 8 | T | NUT | N/A | N/A | 5 | (manual entry per project) | EA | N | (enter per project) | 475500 | LOCK NUT, HEXAGON, REGULAR, NON-METALLIC INSERT, M6 X 1 | N/A | N/A | N/A | 0 | 2 | SELECT 304/316 in B1 | LOCK NUT, HEXAGON, REGULAR, NON-METALLIC INSERT, M6 X 1 | Will calculate when Qty/Dwg and Inst/Grp have values
S556-2 | 9 | U | M6 SCREW | N/A | N/A | 5 | (manual entry per project) | EA | N | (enter per project) | 516265 / 337145 | CAP SCREW, HEX SOCKET HEAD, M6 X 1 X 35 | N/A | N/A | N/A | 0 | 2 | SELECT 304/316 in B1 | ( 304 or 316 SS of ) CAP SCREW, HEX SOCKET HEAD, M6 X 1 X 35 | Will calculate when Qty/Dwg and Inst/Grp have values
S556-2 | 9 | V | WASHER | N/A | N/A | 5 | (manual entry per project) | EA | N | (enter per project) | 470267 | FLAT WASHER, NORMAL SERIES, M6 (6.4 ID X 12 OD X 1.6 THK) | N/A | N/A | N/A | 0 | 2 | SELECT 304/316 in B1 | FLAT WASHER, NORMAL SERIES, M6 (6.4 ID X 12 OD X 1.6 THK) | Will calculate when Qty/Dwg and Inst/Grp have values
S556-2 | 9 | W | NUT | N/A | N/A | 5 | (manual entry per project) | EA | N | (enter per project) | 475500 | LOCK NUT, HEXAGON, REGULAR, NON-METALLIC INSERT, M6 X 1 | N/A | N/A | N/A | 0 | 2 | SELECT 304/316 in B1 | LOCK NUT, HEXAGON, REGULAR, NON-METALLIC INSERT, M6 X 1 | Will calculate when Qty/Dwg and Inst/Grp have values
NOTE 1: | See blueline notes for details on items R,S,T and U,V,W

## S557-1
PICK MAT'L | 304 or 316
DWG Number | Detail Number | Item Callout | Description on DWG | Measure Value | Measure Units | Quantity per DWG | Instances per Group | Qty UOM | WWID Item Different from Original on DWG | Remark | WWID Raw | WWID Description Raw | X DIMENSION | Y DIMENSION | ITEM VARIANT GROUP | DATABASE | SHEET NUMBER | WWID | WWID Description | Total Qty per Group
S557-1 | 14 | A | M10 BOLT | N/A | N/A | REF | REF | EA | N | (enter per project) | 406098 | HEXAGON HEAD SCREW, M10 X 60 - 8.8 - TZN. MUST USE OVERSIZED NUTS 8Z - TZN | N/A | N/A | N/A | 0 | 3 | SELECT 304/316 in B1 | HEXAGON HEAD SCREW, M10 X 60 - 8.8 - TZN. MUST USE OVERSIZED NUTS 8Z - TZN | Will calculate when Qty/Dwg and Inst/Grp have values
S557-1 | 14 | B | WASHER | N/A | N/A | REF | REF | EA | N | (enter per project) | 406476 | WASHER, M10, 10.5 ID X 20 OD X 2 THK | N/A | N/A | N/A | 0 | 3 | SELECT 304/316 in B1 | WASHER, M10, 10.5 ID X 20 OD X 2 THK | Will calculate when Qty/Dwg and Inst/Grp have values
S557-1 | 14 | C | NUT | N/A | N/A | REF | REF | EA | N | (enter per project) | 406576 | HEXAGON NUT, M10 - 8Z - TZN | N/A | N/A | N/A | 0 | 3 | SELECT 304/316 in B1 | HEXAGON NUT, M10 - 8Z - TZN | Will calculate when Qty/Dwg and Inst/Grp have values
S557-1 | 14 | D | M10 BOLT | N/A | N/A | REF | REF | EA | N | (enter per project) | 406098 | HEXAGON HEAD SCREW, M10 X 60 - 8.8 - TZN. MUST USE OVERSIZED NUTS 8Z - TZN | N/A | N/A | N/A | 0 | 3 | SELECT 304/316 in B1 | HEXAGON HEAD SCREW, M10 X 60 - 8.8 - TZN. MUST USE OVERSIZED NUTS 8Z - TZN | Will calculate when Qty/Dwg and Inst/Grp have values
S557-1 | 14 | E | WASHER | N/A | N/A | REF | REF | EA | N | (enter per project) | 406476 | WASHER, M10, 10.5 ID X 20 OD X 2 THK | N/A | N/A | N/A | 0 | 3 | SELECT 304/316 in B1 | WASHER, M10, 10.5 ID X 20 OD X 2 THK | Will calculate when Qty/Dwg and Inst/Grp have values
S557-1 | 14 | F | NUT | N/A | N/A | REF | REF | EA | N | (enter per project) | 406576 | HEXAGON NUT, M10 - 8Z - TZN | N/A | N/A | N/A | 0 | 3 | SELECT 304/316 in B1 | HEXAGON NUT, M10 - 8Z - TZN | Will calculate when Qty/Dwg and Inst/Grp have values
S557-1 | 18B | G | M12 x 75 LONG BOLT | N/A | N/A | REF | REF | EA | N | (enter per project) | 406117 | HEXAGON HEAD BOLT, M12 X 75 - 8.8 | N/A | N/A | N/A | 0 | 3 | SELECT 304/316 in B1 | HEXAGON HEAD BOLT, M12 X 75 - 8.8 | Will calculate when Qty/Dwg and Inst/Grp have values
S557-1 | 18B | H | WASHER | N/A | N/A | REF | REF | EA | N | (enter per project) | 406477 | WASHER, M12, 13 ID X 24 OD X 2.5 THK | N/A | N/A | N/A | 0 | 3 | SELECT 304/316 in B1 | WASHER, M12, 13 ID X 24 OD X 2.5 THK | Will calculate when Qty/Dwg and Inst/Grp have values
S557-1 | 18B | J | NUT | N/A | N/A | REF | REF | EA | N | (enter per project) | 406577 | HEXAGON NUT, M12 - 8Z - TZN | N/A | N/A | N/A | 0 | 3 | SELECT 304/316 in B1 | HEXAGON NUT, M12 - 8Z - TZN | Will calculate when Qty/Dwg and Inst/Grp have values

## S558-1
PICK MAT'L | 304 or 316
DWG Number | Detail Number | Item Callout | Description on DWG | Measure Value | Measure Units | Quantity per DWG | Instances per Group | Qty UOM | WWID Item Different from Original on DWG | Remark | WWID Raw | WWID Description Raw | X DIMENSION | Y DIMENSION | ITEM VARIANT GROUP | DATABASE | SHEET NUMBER | WWID | WWID Description | Total Qty per Group
S558-1 | 20 | A | M6 x 35mm LG. SS SOCKET HEAD CAP SCREW | N/A | N/A | 2/PANEL MIN. | (manual entry per project) | EA | N | (enter per project) | 516265 / 337145 | CAP SCREW, HEX SOCKET HEAD, M6 X 1 X 35 | N/A | N/A | T-1800 | 0 | 4 | SELECT 304/316 in B1 | ( 304 or 316 SS of ) CAP SCREW, HEX SOCKET HEAD, M6 X 1 X 35 | Will calculate when Qty/Dwg and Inst/Grp have values
S558-1 | 20 | B | WASHER | N/A | N/A | 2/PANEL MIN. | (manual entry per project) | EA | N | (enter per project) | 470267 | FLAT WASHER, NORMAL SERIES, M6 (6.4 ID X 12 OD X 1.6 THK) | N/A | N/A | T-1800 | 0 | 4 | SELECT 304/316 in B1 | FLAT WASHER, NORMAL SERIES, M6 (6.4 ID X 12 OD X 1.6 THK) | Will calculate when Qty/Dwg and Inst/Grp have values
S558-1 | 20 | C | LOCKNUT | N/A | N/A | 2/PANEL MIN. | (manual entry per project) | EA | N | (enter per project) | 475500 | LOCK NUT, HEXAGON, REGULAR, NON-METALLIC INSERT, M6 X 1 | N/A | N/A | T-1800 | 0 | 4 | SELECT 304/316 in B1 | LOCK NUT, HEXAGON, REGULAR, NON-METALLIC INSERT, M6 X 1 | Will calculate when Qty/Dwg and Inst/Grp have values
S558-1 | 21 | D | STAINLESS STEEL CLIP | N/A | N/A | 1/FASTENER | (manual entry per project) | EA | N | (enter per project) | 352445 | INSERT CLIP, PANEL HOLD DOWN, T-1800 | N/A | N/A | T-1800 | 0 | 4 | SELECT 304/316 in B1 | INSERT CLIP, PANEL HOLD DOWN, T-1800 | Will calculate when Qty/Dwg and Inst/Grp have values
S558-1 | 21 | E | M10 MACHINE BOLT | N/A | N/A | 1/BEAM | (manual entry per project) | EA | N | (enter per project) | 476056 / 476095 | HEXAGON HEAD SCREW, M10 X 35 | N/A | N/A | N/A | 0 | 4 | SELECT 304/316 in B1 | ( 304 or 316 SS of ) HEXAGON HEAD SCREW, M10 X 35 | Will calculate when Qty/Dwg and Inst/Grp have values
S558-1 | 21 | F | WASHER | N/A | N/A | 1/BEAM | (manual entry per project) | EA | N | (enter per project) | 387635 / 474667 | FLAT WASHER, LARGE SERIES, M10 (10.5 ID X 30 OD X 2.5 THK) | N/A | N/A | N/A | 0 | 4 | SELECT 304/316 in B1 | ( 304 or 316 SS of ) FLAT WASHER, LARGE SERIES, M10 (10.5 ID X 30 OD X 2.5 THK) | Will calculate when Qty/Dwg and Inst/Grp have values
S558-1 | 21 | G | NUT | N/A | N/A | 1/BEAM | (manual entry per project) | EA | N | (enter per project) | 475490 / 475502 | LOCK NUT, HEXAGON, REGULAR, NON-METALLIC INSERT, M10 X 1.5 | N/A | N/A | N/A | 0 | 4 | SELECT 304/316 in B1 | ( 304 or 316 SS of ) LOCK NUT, HEXAGON, REGULAR, NON-METALLIC INSERT, M10 X 1.5 | Will calculate when Qty/Dwg and Inst/Grp have values
S558-1 | 21 | H | 50x50x6mm FRP ANGLE | ? | MM | 1/BEAM | (manual entry per project) | EA | N | (enter per project) | 495283 | [M] ANGLE, L50X50X6 | N/A | N/A | N/A | 0 | 4 | SELECT 304/316 in B1 | ( ? MM of ) [M] ANGLE, L50X50X6 | Will calculate when Qty/Dwg and Inst/Grp have values
S558-1 | 26A | J | M20 BOLT | N/A | N/A | REF | REF | EA | N | (enter per project) | 406169 | HEXAGON HEAD SCREW, M20 X 50 - 8.8 | N/A | N/A | N/A | 0 | 4 | SELECT 304/316 in B1 | HEXAGON HEAD SCREW, M20 X 50 - 8.8 | Will calculate when Qty/Dwg and Inst/Grp have values
S558-1 | 26A | K | WASHER | N/A | N/A | REF | REF | EA | N | (enter per project) | 406480 | WASHER, M20, 21 ID X 37 OD X 3 THK | N/A | N/A | N/A | 0 | 4 | SELECT 304/316 in B1 | WASHER, M20, 21 ID X 37 OD X 3 THK | Will calculate when Qty/Dwg and Inst/Grp have values
S558-1 | 26A | L | NUT | N/A | N/A | REF | REF | EA | N | (enter per project) | 406581 | HEXAGON NUT, M20 - 8Z - TZN | N/A | N/A | N/A | 0 | 4 | SELECT 304/316 in B1 | HEXAGON NUT, M20 - 8Z - TZN | Will calculate when Qty/Dwg and Inst/Grp have values
NOTE 1: | Cut length of item D, 495283, depends on length of beam/channel it is attached to

## S570-1
PICK MAT'L | 304 or 316
DWG Number | Detail Number | Item Callout | Description on DWG | Measure Value | Measure Units | Quantity per DWG | Instances per Group | Qty UOM | WWID Item Different from Original on DWG | Remark | WWID Raw | WWID Description Raw | X DIMENSION | Y DIMENSION | ITEM VARIANT GROUP | DATABASE | SHEET NUMBER | WWID | WWID Description | Total Qty per Group
S570-1 | 2 | A | 10Ø x 40 LONG STAINLESS STEEL MACHINE BOLT | N/A | N/A | 3/STAIR STEP | (manual entry per project) | EA | N | (enter per project) | 476057 / 476096 | HEXAGON HEAD SCREW, M10 X 40 | N/A | N/A | N/A | N/A | 1 | SELECT 304/316 in B1 | ( 304 or 316 SS of ) HEXAGON HEAD SCREW, M10 X 40 | Will calculate when Qty/Dwg and Inst/Grp have values
S570-1 | 2 | B | WASHERS | N/A | N/A | 6/STAIR STEP | (manual entry per project) | EA | N | (enter per project) | 473501 / 470269 | FLAT WASHER, NORMAL SERIES, M10 (10.5 ID X 20 OD X 2 THK) | N/A | N/A | N/A | N/A | 1 | SELECT 304/316 in B1 | ( 304 or 316 SS of ) FLAT WASHER, NORMAL SERIES, M10 (10.5 ID X 20 OD X 2 THK) | Will calculate when Qty/Dwg and Inst/Grp have values
S570-1 | 2 | C | NUT | N/A | N/A | 3/STAIR STEP | (manual entry per project) | EA | N | (enter per project) | 476605 / 476620 | NUT, HEX, REGULAR (STYLE 1), M10 X 1.5 | N/A | N/A | N/A | N/A | 1 | SELECT 304/316 in B1 | ( 304 or 316 SS of ) NUT, HEX, REGULAR (STYLE 1), M10 X 1.5 | Will calculate when Qty/Dwg and Inst/Grp have values
S570-1 | 2 | D | 12Ø ROD AT 600 MAX. 50 THREAD BOTH ENDS | 600 | MM | 1 | (manual entry per project) | EA | Y | (enter per project) | 460887 | ROD, THREADED, RH, 1/2-13 UNC-2A | N/A | N/A | N/A | N/A | 1 | SELECT 304/316 in B1 | ( 600 MM of ) ROD, THREADED, RH, 1/2-13 UNC-2A | Will calculate when Qty/Dwg and Inst/Grp have values
S570-1 | 2 | E | 6x50x50 PLATE WASHERS | N/A | N/A | 2 | (manual entry per project) | EA | N | (enter per project) | 382250 | SQUARE WASHER, 1/2 X 2 OD | N/A | N/A | N/A | N/A | 1 | SELECT 304/316 in B1 | SQUARE WASHER, 1/2 X 2 OD | Will calculate when Qty/Dwg and Inst/Grp have values
S570-1 | 2 | F | NUTS | N/A | N/A | 2 | (manual entry per project) | EA | N | (enter per project) | 476606 / 476621 | NUT, HEX, REGULAR (STYLE 1), M12 X 1.75 | N/A | N/A | N/A | N/A | 1 | SELECT 304/316 in B1 | ( 304 or 316 SS of ) NUT, HEX, REGULAR (STYLE 1), M12 X 1.75 | Will calculate when Qty/Dwg and Inst/Grp have values
S570-1 | 1 | G | 10Ø x 100 GALVANIZED MACHINE BOLTS | N/A | N/A | 1 | (manual entry per project) | EA | N | (enter per project) | 406104 | HEXAGON HEAD SCREW, M10 X 100 - 8.8 - TZN. MUST USE OVERSIZED NUTS 8Z - TZN | N/A | N/A | N/A | N/A | 1 | SELECT 304/316 in B1 | HEXAGON HEAD SCREW, M10 X 100 - 8.8 - TZN. MUST USE OVERSIZED NUTS 8Z - TZN | Will calculate when Qty/Dwg and Inst/Grp have values
S570-1 | 1 | H | WASHERS | N/A | N/A | 2? | (manual entry per project) | EA | N | (enter per project) | 406476 | WASHER, M10, 10.5 ID X 20 OD X 2 THK | N/A | N/A | N/A | N/A | 1 | SELECT 304/316 in B1 | WASHER, M10, 10.5 ID X 20 OD X 2 THK | Will calculate when Qty/Dwg and Inst/Grp have values
S570-1 | 1 | J | NUT | N/A | N/A | 1 | (manual entry per project) | EA | N | (enter per project) | 406576 | HEXAGON NUT, M10 - 8Z - TZN | N/A | N/A | N/A | N/A | 1 | SELECT 304/316 in B1 | HEXAGON NUT, M10 - 8Z - TZN | Will calculate when Qty/Dwg and Inst/Grp have values
S570-1 | 3,4,5 | K | 6 x 100 CLOSURE PLATE | ? | IN. | REF | REF | EA | N | (enter per project) | 368240 | [M] BAR, FLAT, 6 X 100 | 4" | N/A | N/A | N/A | 1 | SELECT 304/316 in B1 | ( ? IN. of ) [M] BAR, FLAT, 6 X 100 | Will calculate when Qty/Dwg and Inst/Grp have values
NOTE 1: | Unsure if items A-F (except D) are structural hardware (should be REF items?)
NOTE 2: | See blueline note for item D

## S574-5
PICK MAT'L | 304 or 316
DWG Number | Detail Number | Item Callout | Description on DWG | Measure Value | Measure Units | Quantity per DWG | Instances per Group | Qty UOM | WWID Item Different from Original on DWG | Remark | WWID Raw | WWID Description Raw | X DIMENSION | Y DIMENSION | ITEM VARIANT GROUP | DATABASE | SHEET NUMBER | WWID | WWID Description | Total Qty per Group
S574-5 | 2 | A | S.S. CLIP HOLD-DOWN | N/A | N/A | 1 | (manual entry per project) | EA | N | (enter per project) | 352445 | INSERT CLIP, PANEL HOLD DOWN, T-1800 | N/A | N/A | T-1800 | 0 | 1 | SELECT 304/316 in B1 | INSERT CLIP, PANEL HOLD DOWN, T-1800 | Will calculate when Qty/Dwg and Inst/Grp have values
S574-5 | 2 | B | 6Ø x 50 LONG SOCKET HEAD CAP SCREW | N/A | N/A | 1 | (manual entry per project) | EA | N | (enter per project) | 516265 / 337145 | CAP SCREW, HEX SOCKET HEAD, M6 X 1 X 35 | N/A | N/A | T-1800 | 0 | 1 | SELECT 304/316 in B1 | ( 304 or 316 SS of ) CAP SCREW, HEX SOCKET HEAD, M6 X 1 X 35 | Will calculate when Qty/Dwg and Inst/Grp have values
S574-5 | 2 | C | S.S. WASHER | N/A | N/A | 1 | (manual entry per project) | EA | N | (enter per project) | 473499/470267 | FLAT WASHER, NORMAL SERIES, M6 (6.4 ID X 12 OD X 1.6 THK) | N/A | N/A | T-1800 | 0 | 1 | SELECT 304/316 in B1 | ( 304 or 316 SS of ) FLAT WASHER, NORMAL SERIES, M6 (6.4 ID X 12 OD X 1.6 THK) | Will calculate when Qty/Dwg and Inst/Grp have values
S574-5 | 2 | D | NYLOCK | N/A | N/A | 1 | (manual entry per project) | EA | N | (enter per project) | 475488/475500 | LOCK NUT, HEXAGON, REGULAR, NON-METALLIC INSERT, M6 X 1 | N/A | N/A | T-1800 | 0 | 1 | SELECT 304/316 in B1 | ( 304 or 316 SS of ) LOCK NUT, HEXAGON, REGULAR, NON-METALLIC INSERT, M6 X 1 | Will calculate when Qty/Dwg and Inst/Grp have values
S574-5 | 6 | E | S.S. 316 CLIP HOLD DOWN | N/A | N/A | MIN. 2/PANEL | (manual entry per project) | EA | N | (enter per project) | 352445 | INSERT CLIP, PANEL HOLD DOWN, T-1800 | N/A | N/A | T-1800 | 0 | 1 | SELECT 304/316 in B1 | INSERT CLIP, PANEL HOLD DOWN, T-1800 | Will calculate when Qty/Dwg and Inst/Grp have values
S574-5 | 6 | F | 6Ø x 50 LONG SOCKET HEAD CAP SCREW | N/A | N/A | MIN. 2/PANEL | (manual entry per project) | EA | N | (enter per project) | 516265 / 337145 | CAP SCREW, HEX SOCKET HEAD, M6 X 1 X 35 | N/A | N/A | T-1800 | 0 | 1 | SELECT 304/316 in B1 | ( 304 or 316 SS of ) CAP SCREW, HEX SOCKET HEAD, M6 X 1 X 35 | Will calculate when Qty/Dwg and Inst/Grp have values
S574-5 | 6 | G | WASHER | N/A | N/A | MIN. 2/PANEL | (manual entry per project) | EA | N | (enter per project) | 473499/470267 | FLAT WASHER, NORMAL SERIES, M6 (6.4 ID X 12 OD X 1.6 THK) | N/A | N/A | T-1800 | 0 | 1 | SELECT 304/316 in B1 | ( 304 or 316 SS of ) FLAT WASHER, NORMAL SERIES, M6 (6.4 ID X 12 OD X 1.6 THK) | Will calculate when Qty/Dwg and Inst/Grp have values
S574-5 | 6 | H | LOCKNUT | N/A | N/A | MIN. 2/PANEL | (manual entry per project) | EA | N | (enter per project) | 475488/475500 | LOCK NUT, HEXAGON, REGULAR, NON-METALLIC INSERT, M6 X 1 | N/A | N/A | T-1800 | 0 | 1 | SELECT 304/316 in B1 | ( 304 or 316 SS of ) LOCK NUT, HEXAGON, REGULAR, NON-METALLIC INSERT, M6 X 1 | Will calculate when Qty/Dwg and Inst/Grp have values
S574-5 | 9,10 | J | S.S. HOLD DOWN | N/A | N/A | 1/PLANK | (manual entry per project) | EA | N | (enter per project) | 352445 | INSERT CLIP, PANEL HOLD DOWN, T-1800 | N/A | N/A | T-1800 | 0 | 1 | SELECT 304/316 in B1 | INSERT CLIP, PANEL HOLD DOWN, T-1800 | Will calculate when Qty/Dwg and Inst/Grp have values
S574-5 | 9,10 | K | 6Ø x 50 LONG S.S. SOCKET HEAD WOOD SCREW | N/A | N/A | 1/PLANK | (manual entry per project) | EA | Y | (enter per project) | 471543 | SCREW, TAPPING, TYPE A, CROSS RECESSED PAN HEAD, TYPE 1, NO.14-10 X 2 LG | N/A | N/A | T-1800 | 0 | 1 | SELECT 304/316 in B1 | SCREW, TAPPING, TYPE A, CROSS RECESSED PAN HEAD, TYPE 1, NO.14-10 X 2 LG | Will calculate when Qty/Dwg and Inst/Grp have values
S574-5 | 9,10, 11 | L | 50x100 PLASTIC WOOD | ? | IN. | 1 | (manual entry per project) | EA | N | (enter per project) | 351191 | DECKING, WOOD, COMPOSITE, 2 X 4 NOM, (1 1/2 X 3 1/2) | N/A | N/A | T-1800 | 0 | 1 | SELECT 304/316 in B1 | ( ? IN. of ) DECKING, WOOD, COMPOSITE, 2 X 4 NOM, (1 1/2 X 3 1/2) | Will calculate when Qty/Dwg and Inst/Grp have values
S574-5 | 9,10 | M | 12mmØ x 80 S.S. BOLT | N/A | N/A | MIN. 2/PANEL | (manual entry per project) | EA | N | (enter per project) | 476143/476184 | HEXAGON HEAD BOLT, M12 X 80 | N/A | N/A | T-1800 | 0 | 1 | SELECT 304/316 in B1 | ( 304 or 316 SS of ) HEXAGON HEAD BOLT, M12 X 80 | Will calculate when Qty/Dwg and Inst/Grp have values
S574-5 | 9,10 | N | WASHER | N/A | N/A | MIN. 2/PANEL | (manual entry per project) | EA | N | (enter per project) | 473502/474668 | FLAT WASHER, NORMAL SERIES, M12 (13 ID X 24 OD X 2.5 THK) / FLAT WASHER, LARGE SERIES, M12 (13 ID X 37 OD X 3 THK) | N/A | N/A | T-1800 | 0 | 1 | SELECT 304/316 in B1 | ( 304 or 316 SS of ) FLAT WASHER, NORMAL SERIES, M12 (13 ID X 24 OD X 2.5 THK) / FLAT WASHER, LARGE SERIES, M12 (13 ID X 37 OD X 3 THK) | Will calculate when Qty/Dwg and Inst/Grp have values
S574-5 | 9,10 | P | NUT | N/A | N/A | MIN. 2/PANEL | (manual entry per project) | EA | N | (enter per project) | 476606/476621 | NUT, HEX, REGULAR (STYLE 1), M12 X 1.75 | N/A | N/A | T-1800 | 0 | 1 | SELECT 304/316 in B1 | ( 304 or 316 SS of ) NUT, HEX, REGULAR (STYLE 1), M12 X 1.75 | Will calculate when Qty/Dwg and Inst/Grp have values
S574-5 | 11 | Q | 4.76Ø (#10) x 50 LONG PAN HEAD S.S. WOOD SCREW | N/A | N/A | MIN. 2/PANEL | (manual entry per project) | EA | N | (enter per project) | 465323 | SCREW, TAPPING, TYPE A, SQUARE DRIVE PAN HEAD, TYPE 3, NO. 10-12 X 2 LG | N/A | N/A | T-1800 | 0 | 1 | SELECT 304/316 in B1 | SCREW, TAPPING, TYPE A, SQUARE DRIVE PAN HEAD, TYPE 3, NO. 10-12 X 2 LG | Will calculate when Qty/Dwg and Inst/Grp have values
S574-5 | 2 | R | 50x100 PLASTIC WOOD | ? | IN. | 1 | (manual entry per project) | EA | N | (enter per project) | 351191 | DECKING, WOOD, COMPOSITE, 2 X 4 NOM, (1 1/2 X 3 1/2) | N/A | N/A | T-1800 | 0 | 1 | SELECT 304/316 in B1 | ( ? IN. of ) DECKING, WOOD, COMPOSITE, 2 X 4 NOM, (1 1/2 X 3 1/2) | Will calculate when Qty/Dwg and Inst/Grp have values
NOTE 1: | For Items K and Q, IMP screw used, no MET wood screw available
NOTE 2: | SST316 version of item N is a large series washer

## S576-4
PICK MAT'L | 304 or 316
DWG Number | Detail Number | Item Callout | Description on DWG | Measure Value | Measure Units | Quantity per DWG | Instances per Group | Qty UOM | WWID Item Different from Original on DWG | Remark | WWID Raw | WWID Description Raw | X DIMENSION | Y DIMENSION | ITEM VARIANT GROUP | DATABASE | SHEET NUMBER | WWID | WWID Description | Total Qty per Group
S576-4 | 2 | A | S.S. CLIP HOLD-DOWN | N/A | N/A | 1 | (manual entry per project) | EA | N | (enter per project) | 352445 | INSERT CLIP, PANEL HOLD DOWN, T-1800 | N/A | N/A | T-1800 | 0 | 1 | SELECT 304/316 in B1 | INSERT CLIP, PANEL HOLD DOWN, T-1800 | Will calculate when Qty/Dwg and Inst/Grp have values
S576-4 | 2 | B | 6Ø x 50 LONG SOCKET HEAD CAP SCREW | N/A | N/A | 1 | (manual entry per project) | EA | N | (enter per project) | 516265 / 337145 | CAP SCREW, HEX SOCKET HEAD, M6 X 1 X 35 | N/A | N/A | T-1800 | 0 | 1 | SELECT 304/316 in B1 | ( 304 or 316 SS of ) CAP SCREW, HEX SOCKET HEAD, M6 X 1 X 35 | Will calculate when Qty/Dwg and Inst/Grp have values
S576-4 | 2 | C | S.S. WASHER | N/A | N/A | 1 | (manual entry per project) | EA | N | (enter per project) | 473499/470267 | FLAT WASHER, NORMAL SERIES, M6 (6.4 ID X 12 OD X 1.6 THK) | N/A | N/A | T-1800 | 0 | 1 | SELECT 304/316 in B1 | ( 304 or 316 SS of ) FLAT WASHER, NORMAL SERIES, M6 (6.4 ID X 12 OD X 1.6 THK) | Will calculate when Qty/Dwg and Inst/Grp have values
S576-4 | 2 | D | NYLOCK | N/A | N/A | 1 | (manual entry per project) | EA | N | (enter per project) | 475488/475500 | LOCK NUT, HEXAGON, REGULAR, NON-METALLIC INSERT, M6 X 1 | N/A | N/A | T-1800 | 0 | 1 | SELECT 304/316 in B1 | ( 304 or 316 SS of ) LOCK NUT, HEXAGON, REGULAR, NON-METALLIC INSERT, M6 X 1 | Will calculate when Qty/Dwg and Inst/Grp have values
S576-4 | 6 | E | S.S. 316 CLIP HOLD DOWN | N/A | N/A | MIN. 2/PANEL | (manual entry per project) | EA | N | (enter per project) | 352445 | INSERT CLIP, PANEL HOLD DOWN, T-1800 | N/A | N/A | T-1800 | 0 | 1 | SELECT 304/316 in B1 | INSERT CLIP, PANEL HOLD DOWN, T-1800 | Will calculate when Qty/Dwg and Inst/Grp have values
S576-4 | 6 | F | 6Ø x 50 LONG SOCKET HEAD CAP SCREW | N/A | N/A | MIN. 2/PANEL | (manual entry per project) | EA | N | (enter per project) | 516265 / 337145 | CAP SCREW, HEX SOCKET HEAD, M6 X 1 X 35 | N/A | N/A | T-1800 | 0 | 1 | SELECT 304/316 in B1 | ( 304 or 316 SS of ) CAP SCREW, HEX SOCKET HEAD, M6 X 1 X 35 | Will calculate when Qty/Dwg and Inst/Grp have values
S576-4 | 6 | G | WASHER | N/A | N/A | MIN. 2/PANEL | (manual entry per project) | EA | N | (enter per project) | 473499/470267 | FLAT WASHER, NORMAL SERIES, M6 (6.4 ID X 12 OD X 1.6 THK) | N/A | N/A | T-1800 | 0 | 1 | SELECT 304/316 in B1 | ( 304 or 316 SS of ) FLAT WASHER, NORMAL SERIES, M6 (6.4 ID X 12 OD X 1.6 THK) | Will calculate when Qty/Dwg and Inst/Grp have values
S576-4 | 6 | H | LOCKNUT | N/A | N/A | MIN. 2/PANEL | (manual entry per project) | EA | N | (enter per project) | 475488/475500 | LOCK NUT, HEXAGON, REGULAR, NON-METALLIC INSERT, M6 X 1 | N/A | N/A | T-1800 | 0 | 1 | SELECT 304/316 in B1 | ( 304 or 316 SS of ) LOCK NUT, HEXAGON, REGULAR, NON-METALLIC INSERT, M6 X 1 | Will calculate when Qty/Dwg and Inst/Grp have values
S576-4 | 9,10 | J | S.S. HOLD DOWN | N/A | N/A | 1/PLANK | (manual entry per project) | EA | N | (enter per project) | 352445 | INSERT CLIP, PANEL HOLD DOWN, T-1800 | N/A | N/A | T-1800 | 0 | 1 | SELECT 304/316 in B1 | INSERT CLIP, PANEL HOLD DOWN, T-1800 | Will calculate when Qty/Dwg and Inst/Grp have values
S576-4 | 9,10 | K | 6Ø x 50 LONG S.S. SOCKET HEAD WOOD SCREW | N/A | N/A | 1/PLANK | (manual entry per project) | EA | Y | (enter per project) | 471543 | SCREW, TAPPING, TYPE A, CROSS RECESSED PAN HEAD, TYPE 1, NO.14-10 X 2 LG | N/A | N/A | T-1800 | 0 | 1 | SELECT 304/316 in B1 | SCREW, TAPPING, TYPE A, CROSS RECESSED PAN HEAD, TYPE 1, NO.14-10 X 2 LG | Will calculate when Qty/Dwg and Inst/Grp have values
S576-4 | 9,10, 11 | L | 50x100 PLASTIC WOOD | ? | IN. | 1 | (manual entry per project) | EA | N | (enter per project) | 351191 | DECKING, WOOD, COMPOSITE, 2 X 4 NOM, (1 1/2 X 3 1/2) | N/A | N/A | T-1800 | 0 | 1 | SELECT 304/316 in B1 | ( ? IN. of ) DECKING, WOOD, COMPOSITE, 2 X 4 NOM, (1 1/2 X 3 1/2) | Will calculate when Qty/Dwg and Inst/Grp have values
S576-4 | 9,10 | M | 12mmØ x 80 S.S. BOLT | N/A | N/A | MIN. 2/PANEL | (manual entry per project) | EA | N | (enter per project) | 476143/476184 | HEXAGON HEAD BOLT, M12 X 80 | N/A | N/A | T-1800 | 0 | 1 | SELECT 304/316 in B1 | ( 304 or 316 SS of ) HEXAGON HEAD BOLT, M12 X 80 | Will calculate when Qty/Dwg and Inst/Grp have values
S576-4 | 9,10 | N | WASHER | N/A | N/A | MIN. 2/PANEL | (manual entry per project) | EA | N | (enter per project) | 473502/474668 | FLAT WASHER, NORMAL SERIES, M12 (13 ID X 24 OD X 2.5 THK) / FLAT WASHER, LARGE SERIES, M12 (13 ID X 37 OD X 3 THK) | N/A | N/A | T-1800 | 0 | 1 | SELECT 304/316 in B1 | ( 304 or 316 SS of ) FLAT WASHER, NORMAL SERIES, M12 (13 ID X 24 OD X 2.5 THK) / FLAT WASHER, LARGE SERIES, M12 (13 ID X 37 OD X 3 THK) | Will calculate when Qty/Dwg and Inst/Grp have values
S576-4 | 9,10 | P | NUT | N/A | N/A | MIN. 2/PANEL | (manual entry per project) | EA | N | (enter per project) | 476606/476621 | NUT, HEX, REGULAR (STYLE 1), M12 X 1.75 | N/A | N/A | T-1800 | 0 | 1 | SELECT 304/316 in B1 | ( 304 or 316 SS of ) NUT, HEX, REGULAR (STYLE 1), M12 X 1.75 | Will calculate when Qty/Dwg and Inst/Grp have values
S576-4 | 11 | Q | 4.76Ø (#10) x 50 LONG PAN HEAD S.S. WOOD SCREW | N/A | N/A | MIN. 2/PANEL | (manual entry per project) | EA | N | (enter per project) | 465323 | SCREW, TAPPING, TYPE A, SQUARE DRIVE PAN HEAD, TYPE 3, NO. 10-12 X 2 LG | N/A | N/A | T-1800 | 0 | 1 | SELECT 304/316 in B1 | SCREW, TAPPING, TYPE A, SQUARE DRIVE PAN HEAD, TYPE 3, NO. 10-12 X 2 LG | Will calculate when Qty/Dwg and Inst/Grp have values
S576-4 | 2 | R | 50x100 PLASTIC WOOD | ? | IN. | 1 | (manual entry per project) | EA | N | (enter per project) | 351191 | DECKING, WOOD, COMPOSITE, 2 X 4 NOM, (1 1/2 X 3 1/2) | N/A | N/A | T-1800 | 0 | 1 | SELECT 304/316 in B1 | ( ? IN. of ) DECKING, WOOD, COMPOSITE, 2 X 4 NOM, (1 1/2 X 3 1/2) | Will calculate when Qty/Dwg and Inst/Grp have values
NOTE 1: | For Items K and Q, IMP screw used, no MET wood screw available
NOTE 2: | SST316 version of item N is a large series washer

## S577-5
PICK MAT'L | 304 or 316
DWG Number | Detail Number | Item Callout | Description on DWG | Measure Value | Measure Units | Quantity per DWG | Instances per Group | Qty UOM | WWID Item Different from Original on DWG | Remark | WWID Raw | WWID Description Raw | X DIMENSION | Y DIMENSION | ITEM VARIANT GROUP | DATABASE | SHEET NUMBER | WWID | WWID Description | Total Qty per Group
S577-5
NOTE: | Drawing is obsoleted due to Deck Lok being out of business

## S578-4
PICK MAT'L | 304 or 316
DWG Number | Detail Number | Item Callout | Description on DWG | Measure Value | Measure Units | Quantity per DWG | Instances per Group | Qty UOM | WWID Item Different from Original on DWG | Remark | WWID Raw | WWID Description Raw | X DIMENSION | Y DIMENSION | ITEM VARIANT GROUP | DATABASE | SHEET NUMBER | WWID | WWID Description | Total Qty per Group
S578 -4 | 1 | A | M10 STAINLESS STEEL LAG SCREW 25mm LONG TYP. | N/A | N/A | 1 | (manual entry per project) | EA | N | (enter per project) | 476984/477047 | LAG SCREW, HEX HEAD, M10 X 4.5 X 30 | N/A | N/A | N/A | 0 | 1 | SELECT 304/316 in B1 | ( 304 or 316 SS of ) LAG SCREW, HEX HEAD, M10 X 4.5 X 30 | Will calculate when Qty/Dwg and Inst/Grp have values
S578 -4 | 1 | B | WASHER | N/A | N/A | 1 | (manual entry per project) | EA | N | (enter per project) | 473501/470269 | FLAT WASHER, NORMAL SERIES, M10 (10.5 ID X 20 OD X 2 THK) | N/A | N/A | N/A | 0 | 1 | SELECT 304/316 in B1 | ( 304 or 316 SS of ) FLAT WASHER, NORMAL SERIES, M10 (10.5 ID X 20 OD X 2 THK) | Will calculate when Qty/Dwg and Inst/Grp have values
S578 -4 | 6 | C | 10Ø x 75 A307 BOLTS | N/A | N/A | 1 | (manual entry per project) | EA | Y | (enter per project) | 407802 | BOLT, HEX HEAD, M10X1.5 X 80 | N/A | N/A | N/A | 0 | 1 | SELECT 304/316 in B1 | BOLT, HEX HEAD, M10X1.5 X 80 | Will calculate when Qty/Dwg and Inst/Grp have values
S578 -4 | 2 | D | TREX HIDDEN FASTENER | N/A | N/A | 1/GROOVE-EDGE PLANK | (manual entry per project) | EA | N | (enter per project) | 506580 | UNIVERSAL FASTENER, HIDDEN, WOOD, COMPOSITE, TREX | N/A | N/A | N/A | 0 | 1 | SELECT 304/316 in B1 | UNIVERSAL FASTENER, HIDDEN, WOOD, COMPOSITE, TREX | Will calculate when Qty/Dwg and Inst/Grp have values
S578 -4 | 1 | E | 20x140 SQUARE-EDGE | ? | MM | 1/STAIR OR LANDING PFM | (manual entry per project) | EA | N | (enter per project) | 329167 | DECKING, WOOD, COMPOSITE, 1 X 6 NOM, (1 X 5 1/2) | N/A | N/A | TREX | 0 | 1 | SELECT 304/316 in B1 | ( ? MM of ) DECKING, WOOD, COMPOSITE, 1 X 6 NOM, (1 X 5 1/2) | Will calculate when Qty/Dwg and Inst/Grp have values
S578 -4 | 2 | F | 2x4 PLASTIC WOOD | ? | MM | 1 | (manual entry per project) | EA | N | (enter per project) | 351191 | DECKING, WOOD, COMPOSITE, 2 X 4 NOM, (1 1/2 X 3 1/2) | N/A | N/A | N/A | 0 | 1 | SELECT 304/316 in B1 | ( ? MM of ) DECKING, WOOD, COMPOSITE, 2 X 4 NOM, (1 1/2 X 3 1/2) | Will calculate when Qty/Dwg and Inst/Grp have values
S578 -4 | 3 | G | TREX SELECT 20x140 SQUARE-EDGE TREAD TYPICAL ON STAIR TREADS | ? | MM | 2/STAIR | (manual entry per project) | EA | N | (enter per project) | 329167 | DECKING, WOOD, COMPOSITE, 1 X 6 NOM, (1 X 5 1/2) | N/A | N/A | TREX | 0 | 1 | SELECT 304/316 in B1 | ( ? MM of ) DECKING, WOOD, COMPOSITE, 1 X 6 NOM, (1 X 5 1/2) | Will calculate when Qty/Dwg and Inst/Grp have values
S578 -4 | 3 | H | M10 STAINLESS STEEL LAG SCREW 25mm LONG TYP. | N/A | N/A | 2/SQUARE-EDGE PLANK | (manual entry per project) | EA | N | (enter per project) | 476984/477047 | LAG SCREW, HEX HEAD, M10 X 4.5 X 30 | N/A | N/A | N/A | 0 | 1 | SELECT 304/316 in B1 | ( 304 or 316 SS of ) LAG SCREW, HEX HEAD, M10 X 4.5 X 30 | Will calculate when Qty/Dwg and Inst/Grp have values
S578 -4 | 3 | J | WASHER | N/A | N/A | 2/SQUARE-EDGE PLANK | (manual entry per project) | EA | N | (enter per project) | 473501/470269 | FLAT WASHER, NORMAL SERIES, M10 (10.5 ID X 20 OD X 2 THK) | N/A | N/A | N/A | 0 | 1 | SELECT 304/316 in B1 | ( 304 or 316 SS of ) FLAT WASHER, NORMAL SERIES, M10 (10.5 ID X 20 OD X 2 THK) | Will calculate when Qty/Dwg and Inst/Grp have values
S578 -4 | 6 | K | TREX SELECT DECKING | ? | IN. | 1 | (manual entry per project) | EA | N | (enter per project) | 329167 | DECKING, WOOD, COMPOSITE, 1 X 6 NOM, (1 X 5 1/2) | N/A | N/A | TREX | 0 | 1 | SELECT 304/316 in B1 | ( ? IN. of ) DECKING, WOOD, COMPOSITE, 1 X 6 NOM, (1 X 5 1/2) | Will calculate when Qty/Dwg and Inst/Grp have values
S578 -4 | 6 | L | TREX HIDDEN FASTENER | N/A | N/A | 1 | (manual entry per project) | EA | N | (enter per project) | 506580 | UNIVERSAL FASTENER, HIDDEN, WOOD, COMPOSITE, TREX | N/A | N/A | N/A | 0 | 1 | SELECT 304/316 in B1 | UNIVERSAL FASTENER, HIDDEN, WOOD, COMPOSITE, TREX | Will calculate when Qty/Dwg and Inst/Grp have values
S578 -4 | 6 | M | 50x100 PLASTIC WOOD | ? | MM | 1 | (manual entry per project) | EA | N | (enter per project) | 351191 | DECKING, WOOD, COMPOSITE, 2 X 4 NOM, (1 1/2 X 3 1/2) | N/A | N/A | N/A | 0 | 1 | SELECT 304/316 in B1 | ( ? MM of ) DECKING, WOOD, COMPOSITE, 2 X 4 NOM, (1 1/2 X 3 1/2) | Will calculate when Qty/Dwg and Inst/Grp have values
S578 -4 | 7 | N | 20x140 SQUARE-EDGE | ? | MM | 1 | (manual entry per project) | EA | N | (enter per project) | 329167 | DECKING, WOOD, COMPOSITE, 1 X 6 NOM, (1 X 5 1/2) | N/A | N/A | TREX | 0 | 1 | SELECT 304/316 in B1 | ( ? MM of ) DECKING, WOOD, COMPOSITE, 1 X 6 NOM, (1 X 5 1/2) | Will calculate when Qty/Dwg and Inst/Grp have values
S578 -4 | 7 | P | TREX HIDDEN FASTENER | N/A | N/A | 1/GROOVE-EDGE PLANK | (manual entry per project) | EA | N | (enter per project) | 506580 | UNIVERSAL FASTENER, HIDDEN, WOOD, COMPOSITE, TREX | N/A | N/A | N/A | 0 | 1 | SELECT 304/316 in B1 | UNIVERSAL FASTENER, HIDDEN, WOOD, COMPOSITE, TREX | Will calculate when Qty/Dwg and Inst/Grp have values
S578 -4 | 7 | Q | 50x100 PLASTIC WOOD | ? | MM | 1 | (manual entry per project) | EA | N | (enter per project) | 351191 | DECKING, WOOD, COMPOSITE, 2 X 4 NOM, (1 1/2 X 3 1/2) | N/A | N/A | N/A | 0 | 1 | SELECT 304/316 in B1 | ( ? MM of ) DECKING, WOOD, COMPOSITE, 2 X 4 NOM, (1 1/2 X 3 1/2) | Will calculate when Qty/Dwg and Inst/Grp have values
S578 -4 | 7 | R | M10 STAINLESS STEEL LAG SCREW 25mm LONG TYP. | N/A | N/A | 1 | (manual entry per project) | EA | N | (enter per project) | 476984/477047 | LAG SCREW, HEX HEAD, M10 X 4.5 X 30 | N/A | N/A | N/A | 0 | 1 | SELECT 304/316 in B1 | ( 304 or 316 SS of ) LAG SCREW, HEX HEAD, M10 X 4.5 X 30 | Will calculate when Qty/Dwg and Inst/Grp have values
S578 -4 | 7 | S | WASHER | N/A | N/A | 1 | (manual entry per project) | EA | N | (enter per project) | 473501/470269 | FLAT WASHER, NORMAL SERIES, M10 (10.5 ID X 20 OD X 2 THK) | N/A | N/A | N/A | 0 | 1 | SELECT 304/316 in B1 | ( 304 or 316 SS of ) FLAT WASHER, NORMAL SERIES, M10 (10.5 ID X 20 OD X 2 THK) | Will calculate when Qty/Dwg and Inst/Grp have values

## S581-1
PICK MAT'L | 304 or 316
DWG Number | Detail Number | Item Callout | Description on DWG | Measure Value | Measure Units | Quantity per DWG | Instances per Group | Qty UOM | WWID Item Different from Original on DWG | Remark | WWID Raw | WWID Description Raw | X DIMENSION | Y DIMENSION | ITEM VARIANT GROUP | DATABASE | SHEET NUMBER | WWID | WWID Description | Total Qty per Group
S581-1 | 5 | A | M12 BOLT | N/A | N/A | REF | REF | EA | N | (enter per project) | 406107 | HEXAGON HEAD SCREW, M12 X 25 - 8.8 | N/A | N/A | N/A | 0 | 1 | SELECT 304/316 in B1 | HEXAGON HEAD SCREW, M12 X 25 - 8.8 | Will calculate when Qty/Dwg and Inst/Grp have values
S581-1 | 5 | B | WASHER | N/A | N/A | REF | REF | EA | N | (enter per project) | 406477 | WASHER, M12, 13 ID X 24 OD X 2.5 THK | N/A | N/A | N/A | 0 | 1 | SELECT 304/316 in B1 | WASHER, M12, 13 ID X 24 OD X 2.5 THK | Will calculate when Qty/Dwg and Inst/Grp have values
S581-1 | 5 | C | NUT | N/A | N/A | REF | REF | EA | N | (enter per project) | 406577 | HEXAGON NUT, M12 - 8Z - TZN | N/A | N/A | N/A | 0 | 1 | SELECT 304/316 in B1 | HEXAGON NUT, M12 - 8Z - TZN | Will calculate when Qty/Dwg and Inst/Grp have values
S581-1 | 8 | D | M20 BOLTS | N/A | N/A | REF | REF | EA | N | (enter per project) | 406167 | HEXAGON HEAD SCREW, M20 X 40 - 8.8 | N/A | N/A | N/A | 0 | 1 | SELECT 304/316 in B1 | HEXAGON HEAD SCREW, M20 X 40 - 8.8 | Will calculate when Qty/Dwg and Inst/Grp have values
S581-1 | 8 | E | WASHER | N/A | N/A | REF | REF | EA | N | (enter per project) | 406480 | WASHER, M20, 21 ID X 37 OD X 3 THK | N/A | N/A | N/A | 0 | 1 | SELECT 304/316 in B1 | WASHER, M20, 21 ID X 37 OD X 3 THK | Will calculate when Qty/Dwg and Inst/Grp have values
S581-1 | 8 | F | NUT | N/A | N/A | REF | REF | EA | N | (enter per project) | 406581 | HEXAGON NUT, M20 - 8Z - TZN | N/A | N/A | N/A | 0 | 1 | SELECT 304/316 in B1 | HEXAGON NUT, M20 - 8Z - TZN | Will calculate when Qty/Dwg and Inst/Grp have values
S581-1 | 7 | G | M12 BOLT | N/A | N/A | REF | REF | EA | N | (enter per project) | 406107 | HEXAGON HEAD SCREW, M12 X 25 - 8.8 | N/A | N/A | N/A | 0 | 1 | SELECT 304/316 in B1 | HEXAGON HEAD SCREW, M12 X 25 - 8.8 | Will calculate when Qty/Dwg and Inst/Grp have values
S581-1 | 7 | H | WASHER | N/A | N/A | REF | REF | EA | N | (enter per project) | 406477 | WASHER, M12, 13 ID X 24 OD X 2.5 THK | N/A | N/A | N/A | 0 | 1 | SELECT 304/316 in B1 | WASHER, M12, 13 ID X 24 OD X 2.5 THK | Will calculate when Qty/Dwg and Inst/Grp have values
S581-1 | 7 | J | NUT | N/A | N/A | REF | REF | EA | N | (enter per project) | 406577 | HEXAGON NUT, M12 - 8Z - TZN | N/A | N/A | N/A | 0 | 1 | SELECT 304/316 in B1 | HEXAGON NUT, M12 - 8Z - TZN | Will calculate when Qty/Dwg and Inst/Grp have values
S581-1 | 9A | K | WAGNER STAMPED STEEL HANDRAIL BRACKET, 6mm BRACKET WITH A PROJECTION OF 82mm FROM FACE OF BRACKET PLATE TO CENTER OF HANDRAIL… | N/A | N/A | 1/HANDRAIL POST | (manual entry per project) | EA | Y | (enter per project) | 499352 | BRACKET, HANDRAIL, STAMPED, WALL MOUNT, 3-1/4 IN. WALL OFFSET, 1 X 7/16 IN. MTG HOLE, 1-1/2 IN. DROP | N/A | N/A | N/A | 0 | 1 | SELECT 304/316 in B1 | BRACKET, HANDRAIL, STAMPED, WALL MOUNT, 3-1/4 IN. WALL OFFSET, 1 X 7/16 IN. MTG HOLE, 1-1/2 IN. DROP | Will calculate when Qty/Dwg and Inst/Grp have values
S581-1 | 9 | L | STAINLESS STEEL SELF DRILLING AND SELF TAPPING SCREWS TRAXX/5 #12 | N/A | N/A | 2/HANDRAIL BRACKET | (manual entry per project) | EA | N | (enter per project) | 416766 | SCREW, SELF DRILLING, HEX WASHER HEAD, DP #5, NO. 12-24 X 1 1/4 LG | N/A | N/A | N/A | 0 | 1 | SELECT 304/316 in B1 | SCREW, SELF DRILLING, HEX WASHER HEAD, DP #5, NO. 12-24 X 1 1/4 LG | Will calculate when Qty/Dwg and Inst/Grp have values
S581-1 | 9 | M | 10Ø x 90 LONG MACHINE BOLT | N/A | N/A | 1 | (manual entry per project) | EA | N | (enter per project) | 406103 | HEXAGON HEAD SCREW, M10 X 90 - 8.8 - TZN. MUST USE OVERSIZED NUTS 8Z - TZN | N/A | N/A | N/A | 0 | 1 | SELECT 304/316 in B1 | HEXAGON HEAD SCREW, M10 X 90 - 8.8 - TZN. MUST USE OVERSIZED NUTS 8Z - TZN | Will calculate when Qty/Dwg and Inst/Grp have values
S581-1 | 9 | N | NUT | N/A | N/A | 1 | (manual entry per project) | EA | N | (enter per project) | 406576 | HEXAGON NUT, M10 - 8Z - TZN | N/A | N/A | N/A | 0 | 1 | SELECT 304/316 in B1 | HEXAGON NUT, M10 - 8Z - TZN | Will calculate when Qty/Dwg and Inst/Grp have values
S581-1 | 9 | P | OVER SIZE WASHER 20Ø MIN. | N/A | N/A | 1 | (manual entry per project) | EA | N | (enter per project) | 406476 | WASHER, M10, 10.5 ID X 20 OD X 2 THK | N/A | N/A | N/A | 0 | 1 | SELECT 304/316 in B1 | WASHER, M10, 10.5 ID X 20 OD X 2 THK | Will calculate when Qty/Dwg and Inst/Grp have values
S581-1 | 5 | Q | 3mm THK. VERTICAL PLATE TYP. AT EACH STAIR THREAD | N/A | N/A | REF | REF | EA | N | (enter per project) | 367743 | [M] PLATE, 3 | N/A | N/A | N/A | 0 | 1 | SELECT 304/316 in B1 | [M] PLATE, 3 | Will calculate when Qty/Dwg and Inst/Grp have values